## Spare_Part_Stock_Register_26_Ju
Item Code | Item Description | Part No. | Part Description | Model | Unit Of Measurement | Spare Part Type | Location | Specify | Part Category | Is Expiry date Required | Min Nos | Max Nos | Minimum Price Per Nos (RM) | Maximum Price Per Nos (RM) | Brand | Status | Expiry Age (In Month) | Current Stock Level
BP0018 | Motors/ Micromotors/ Carbon brushes | 01-0802-0503-085 | Flow motor |  | Unit | Fast Moving Item | Company Site Office |  | Biomedical | Yes | 1 | 3 | 500 | 800 | Common | Active | 0 | 0
BP0025 | Sensors/ Detectors | 01-0101-0101-044 | O2 Sensor OOM202 |  | Unit | One Off | Centralized |  | Biomedical | Yes | 1 | 5 | 280 | 380 | Common | Active | 0 | 0
BP0005 | Casing/ Covers/ Brackets/ Latches/ Part Holders | 01-0802-0504-011 | Door 22MM Bubble C.Holder 4008SV10 | Fresenius 4008S NG | Unit | Just In Time | Company Site Office |  | Biomedical | No | 1 | 3 | 800 | 826.8 | Fresenius | Active | 0 | 3
BP0001 | Batteries/ UPS | 01-0503-0104-001 | Battery Pack Fot Tec 7731K |  | Unit | Just In Time | Centralized |  | Biomedical | Yes | 0 | 10 | 650 | 1400 | Nihon Kohden | Active | 0 | 2
BP0025 | Sensors/ Detectors | 01-1603-1405-001 | DATEX OHMEDA Spo2 FINGER SENSOR Trusignal (TS-F-D) | Trusat | Unit | Fast Moving Item | Company Site Office |  | Biomedical | Yes | 1 | 20 | 385 | 393 |  | Active | 0 | 10
BP0025 | Sensors/ Detectors | 01-0101-0600-002 | FLOW TRANDUCER GE |  | Unit | Fast Moving Item | Company Site Office |  | Biomedical | Yes | 5 | 10 | 450 | 790 | Ge | Active | 0 | 1
BP0003 | Bulbs/ Lamps | 01-1902-0301-002 | Bulb 12v 30w | Bc 900 | Unit | One Off | Company Site Office |  | Biomedical | Yes | 1 | 16 | 127 | 130 | Haag-Streit | Active | 0 | 24
BP0001 | Batteries/ UPS | 01-2300-0201-001 | Battery AA (Alkaline) | Common | Unit | Fast Moving Item | Company Site Office |  | Biomedical | Yes | 200 | 800 | 1.85 | 2.24 | Energizer | Active | 0 | 595
BP0011 | Equipment Specific Parts | 01-0322-0101-015 | Label Remover | Common | Unit | One Off | Company Site Office |  | Biomedical | No | 12 | 24 | 25 | 60 | Common | Active |  | 0
BP0003 | Bulbs/ Lamps | 01-2406-0401-001 | Bulb 12v 100w (64623 HLX) | Hlx64625 | Unit | One Off | Company Site Office |  | Biomedical | Yes | 5 | 10 | 85 | 550 | Osram | Active | 3 | 10
BP0027 | Switchs/ Knobs/Buttons | 01-2406-0101-002 | Read Switch | Kcd-10m-7 | Unit | Just In Time | Company Site Office |  | Biomedical | Yes | 5 | 10 | 80 | 85 | TOSHIBA | Active | 0 | 0
BP0011 | Equipment Specific Parts | 01-0322-0101-006 | STP Foam Cleaner | Common | Unit | One Off | Company Site Office |  | Biomedical | Yes | 12 | 24 | 27.5 | 75 | Common | Active | 0 | 17
BP0011 | Equipment Specific Parts | 01-0322-0200-001 | Ambersil - Label Remover |  | Unit | Just In Time | Company Site Office |  | Biomedical | Yes | 12 | 24 | 42 | 250 |  | Active | 0 | 13
BP0014 | Hoses/ Tubings/ Adaptors/ Couplers/ Connectors/ Pipes | 01-2305-0102-001 | Swive Air Hose | 505 | Unit | One Off | Company Site Office |  | Biomedical | Yes | 0 | 1 | 600 | 650 |  | Active | 0 | 0
BP0018 | Motors/ Micromotors/ Carbon brushes | 01-0802-0502-007 | Fresenius 4008S Motor Assy Degassing Complete |  | Unit | Just In Time | Company Site Office |  | Biomedical | Yes | 1 | 5 | 10 | 1000 | Fresenius | Active | 0 | 1
BP0003 | Bulbs/ Lamps | 01-2602-0200-018 | PROJECTION LAMP 24V 250W OSRAM | Common | Unit | One Off | Company Site Office |  | Biomedical | Yes | 5 | 15 | 9.5 | 10 | Common | Active | 0 | 18
BP0003 | Bulbs/ Lamps | 01-1301-0601-001 | Bulb 12V 50W | M650 | Unit | One Off | Company Site Office |  | Biomedical | Yes | 5 | 10 | 185 | 190 | Leica | Active | 0 | 0
BP0027 | Switchs/ Knobs/Buttons | 01-0802-0502-021 | Fresenius 4008S Float Switch Complete |  | Unit | One Off | Company Site Office |  | Biomedical | Yes | 1 | 3 | 172.04 | 190 | Fresenius | Active | 0 | 0
BP0026 | Solenoids/ Valves/ Gauges | 01-0802-0503-035 | Fresenius 4008S Reliief valve completed |  | Unit | One Off | Company Site Office |  | Biomedical | Yes | 1 | 5 | 179 | 197 | Fresenius | Active | 0 | 0
BP0025 | Sensors/ Detectors | 01-1603-1710-003 | SPO2 REUSABLE SENSOR PEDIATRIC LNCS DCIP | Radical 7 | Unit | One Off | Company Site Office |  | Biomedical | Yes | 2 | 5 | 700 | 750 | MASIMO | Active | 0 | 4
BP0021 | Power Cords/ Adaptors (or any part of it) | 01-0322-0101-005 | COMMON ITEM POWER CORD 3 MTR | Common | Unit | Fast Moving Item | Company Site Office |  | Biomedical | Yes | 1 | 50 | 19.5 | 37 | Common | Active | 0 | 21
BP0011 | Equipment Specific Parts | 01-1700-0000-001 | EQUIPMENT SPECIFIC PARTS (IN HOUSE) | Trinias C12/F12 | Unit | Fast Moving Item | Company Site Office |  | Biomedical | No | 1 | 50 | 10001 | 100000 | Shimadzu | Active |  | 5
BP0014 | Hoses/ Tubings/ Adaptors/ Couplers/ Connectors/ Pipes | 01-1909-0205-002 | Male & Female Connector | Dekamet MK3 | Unit | Fast Moving Item | Company Site Office |  | Biomedical | Yes | 10 | 50 | 2 | 2.5 | Accoson | Active | 0 | 46
BP0006 | Cuffs | 01-0203-0102-010 | X-Large Cuff Adult 1 TB |  | Unit | Fast Moving Item | Company Site Office |  | Biomedical | Yes | 10 | 50 | 10 | 13 | Critikon/Velcro | Active | 0 | 23
BP0012 | Filters | 01-0802-0203-001 | Diacap Ultra DF - Online Filter | 7102001 | Unit | One Off | Company Site Office |  | Biomedical | Yes | 10 | 20 | 300 | 370 | B.Braun | Active | 0 | 10
BP0003 | Bulbs/ Lamps | 01-1201-0103-005 | Lamp for Laryngoscope | Welch Allyn | Unit | Just In Time | Company Site Office |  | Biomedical | Yes | 3 | 10 | 26 | 60 | Welch Allyn | Active | 0 | 5
BP0001 | Batteries/ UPS | 01-1909-0102-005 | Rechargeable Battery 12V 700Mah | 5200 | Unit | Just In Time | Centralized |  | Biomedical | Yes | 5 | 20 | 150 | 200 | Top | Active | 0 | 11
BP0004 | Cables/ Lead Wires (or any part of it) | 01-0503-0102-012 | NIHON KOHDEN CHEST ELECTROLUDE ADULT COMPLEX | 6851k | Unit | One Off | Company Site Office |  | Biomedical | Yes | 0 | 100 | 60 | 92 | Nihon Kohden | Active | 0 | 16
BP0003 | Bulbs/ Lamps | 01-1902-0601-001 | BULB 6V 20W | Sl-D Series | Unit | Fast Moving Item | Company Site Office |  | Biomedical | Yes | 1 | 10 | 165 | 241.5 | Topcon | Active | 0 | 1
BP0003 | Bulbs/ Lamps | 01-1502-0101-008 | Bulb WELCH ALLYN 03100 | Welch Allyn | Unit | Fast Moving Item | Company Site Office |  | Biomedical | Yes | 1 | 30 | 35 | 55.2 | Welch Allyn | Active | 0 | 2
BP0003 | Bulbs/ Lamps | 01-1503-0301-001 | 3.5v Streak Lamp 08200 | 71670 | Unit | Fast Moving Item | Company Site Office |  | Biomedical | Yes | 1 | 15 | 35 | 69 | Welch Allyn | Active | 0 | 9
BP0001 | Batteries/ UPS | 01-2206-0101-001 | BATTERY SERVO-I MARQUET | Servo-i | Unit | Just In Time | Centralized |  | Biomedical | Yes | 0 | 20 | 1200 | 1610 |  | Active | 0 | 1
BP0001 | Batteries/ UPS | 01-1604-2602-001 | BATTERY LITHIUM ION |  | Unit | Just In Time | Centralized |  | Biomedical | Yes | 0 | 1 | 650 | 1035 | PHILIPS | Active | 0 | 4
BP0004 | Cables/ Lead Wires (or any part of it) | 01-1604-2607-001 | Transpac IV Cable HP PHILIPS | GE | Unit | Just In Time | Company Site Office |  | Biomedical | Yes | 1 | 100 | 250 | 500 | Philips | Active | 0 | 4
BP0004 | Cables/ Lead Wires (or any part of it) | 01-1604-2603-001 | SPO2 Adult Finger Clip Sensor M1196A | SureSigns VSi | Unit | Just In Time | Company Site Office |  | Biomedical | Yes | 2 | 5 | 300 | 700 | Philips | Active | 0 | 0
BP0001 | Batteries/ UPS | 01-1909-0902-001 | Battery 6v 2200 mah | Injectomat Agilia | Unit | One Off | Company Site Office |  | Biomedical | Yes | 1 | 30 | 140 | 500 | Fresenius | Active | 0 | 0
BP0003 | Bulbs/ Lamps | 01-1203-0201-001 | 300 Watts Xenon Lamp |  | Unit | Just In Time | Company Site Office |  | Biomedical | Yes | 2 | 5 | 1330 | 1667.5 | Olympus | Active | 0 | 0
BP0006 | Cuffs | 01-1601-1301-007 | CUFF S/H ADULT (PHILIPS) | V24 (Pm) | Unit | One Off | Company Site Office |  | Biomedical | Yes | 0 | 20 | 90 | 300 | AGILENT | Active | 0 | 13
BP0025 | Sensors/ Detectors | 01-2202-1402-001 | Oxygen Sensor | Servo-i | Unit | Fast Moving Item | Company Site Office |  | Biomedical | Yes | 1 | 9 | 700 | 1380 |  | Active | 0 | 0
BP0004 | Cables/ Lead Wires (or any part of it) | 01-0502-0106-001 | POWER CORD 5 METER 3 PIN |  | Unit | Just In Time | Company Site Office |  | Biomedical | Yes | 0 | 30 | 27.5 | 50 | Erbe | Active | 0 | 1
BP0011 | Equipment Specific Parts | 01-0909-0200-002 | Power Board | Or-1500h | Unit | One Off | Company Site Office |  | Biomedical | Yes | 5 | 10 | 720 | 1000 |  | Active | 0 | 2
BP0004 | Cables/ Lead Wires (or any part of it) | 01-1604-2604-002 | Cable 5 leadset grabber M1971A | SureSigns VM4 | Unit | Fast Moving Item | Company Site Office |  | Biomedical | Yes | 5 | 10 | 480 | 715 | Philips | Active | 0 | 1
BP0011 | Equipment Specific Parts | 01-1700-0000-002 | MAINTAINANCE SPARE PART (IN HOUSE) |  | Unit | One Off | Company Site Office |  | Biomedical | Yes | 1 | 50 | 7 | 22000 |  | Active | 0 | 3
BP0006 | Cuffs | 01-0203-0301-016 | Cuff Connector Female | Bp8800 | Unit | Just In Time | Company Site Office |  | Biomedical | Yes | 5 | 30 | 3 | 7 | COLIN | Active | 0 | 3
BP0012 | Filters | 01-1805-0101-003 | Cotton Filter-20 Inch |  | Unit | Just In Time | Company Site Office |  | Biomedical | Yes | 5 | 10 | 15 | 32.2 | Waterman | Active | 0 | 20
BP0004 | Cables/ Lead Wires (or any part of it) | 01-0203-0902-002 | MINDRAY SPO2 Extension Cable, Sensor 2.4m (0010-20-42594) | Pm 600 | Unit | Fast Moving Item | Company Site Office |  | Biomedical | Yes | 1 | 10 | 110 | 120 | Mindray | Active | 0 | 23
BP0025 | Sensors/ Detectors | 01-2202-0302-001 | SIEMENS SERVO 9000 OXYGEN SENSOR OOM202 | Sv300 | Unit | Fast Moving Item | Company Site Office |  | Biomedical | Yes | 1 | 15 | 159.85 | 218.5 | Siemens | Active | 0 | 0
BP0010 | Electronic Components | 01-0322-0101-017 | PETTY CASH | Common | Unit | One Off | Company Site Office |  | Biomedical | Yes | 1 | 36 | 1 | 500 | Common | Active | 0 | 57
BP0006 | Cuffs | 01-0203-0301-017 | Cuff Connector Male | Bp8800 | Unit | Just In Time | Company Site Office |  | Biomedical | Yes | 5 | 30 | 3 | 6 | COLIN | Active | 0 | 11
BP0001 | Batteries/ UPS | 01-1909-0101-001 | Rechargeable Battery | Top 5100 | Unit | Just In Time | Company Site Office |  | Biomedical | Yes | 2 | 3 | 140 | 168 | Top | Active | 0 | 0
BP0026 | Solenoids/ Valves/ Gauges | 01-2202-0201-002 | Vent. Exhalation Valve Assy | 8400 | Unit | Just In Time | Company Site Office |  | Biomedical | Yes | 1 | 3 | 854 | 1708 | BIRD | Active | 0 | 0
BP0026 | Solenoids/ Valves/ Gauges | 01-0802-0503-206 | VALVE SPRING SET BIC-4008/S V10 | Fresenius 4008 NG | Unit | One Off | Company Site Office |  | Biomedical | No | 5 | 15 | 100 | 300 | Fresenius | Active |  | 8
BP0005 | Casing/ Covers/ Brackets/ Latches/ Part Holders | 01-0903-0202-016 | Battery Cover Assembly ,TOP 3300 | Top 3300 | Unit | Just In Time | Company Site Office |  | Biomedical | Yes | 3 | 6 | 257.15 | 334.1 | TOP | Active | 0 | 4
BP0025 | Sensors/ Detectors | 01-2202-0000-001 | Oxygen Sensor | 7200 | Unit | Fast Moving Item | Company Site Office |  | Biomedical | Yes | 1 | 3 | 1200 | 1380 |  | Active | 0 | 0
BP0025 | Sensors/ Detectors | 01-0903-0202-001 | Drop Sensor TOP 3300 (89T) T6330522 | Top 3300 | Unit | Fast Moving Item | Company Site Office |  | Biomedical | Yes | 2 | 5 | 718 | 825.7 | Top | Active | 0 | 0
BP0011 | Equipment Specific Parts | 01-0803-0105-003 | 900MR858 Electrical Adaptor | Mr850 | Unit | Just In Time | Company Site Office |  | Biomedical | Yes | 3 | 10 | 298.8 | 343.62 | Fisher & Paykel | Active | 0 | 2
BP0026 | Solenoids/ Valves/ Gauges | 01-0802-0503-010 | Solenoid Valve (Chamber) |  | Unit | One Off | Company Site Office |  | Biomedical | Yes | 1 | 2 | 370 | 425.5 | Fresenius | Active | 0 | 8
BP0004 | Cables/ Lead Wires (or any part of it) | 01-1604-2601-002 | ECG 3 LEAD TRUNK CABLE | IntelliVue MP40 | Unit | One Off | Company Site Office |  | Biomedical | Yes | 5 | 10 | 300 | 500 | Philips | Active | 0 | 10
BP0025 | Sensors/ Detectors | 01-2202-1103-004 | ANASTHESIA | Common | Unit | Fast Moving Item | Company Site Office |  | Biomedical | Yes | 5 | 10 | 200 | 275 | Common | Active | 0 | 13
BP0004 | Cables/ Lead Wires (or any part of it) | 01-1604-2604-001 | Cable 5 lead ECG trunk M1668A | SureSigns VM4 | Unit | Fast Moving Item | Company Site Office |  | Biomedical | Yes | 5 | 10 | 500 | 650 | Philips | Active | 0 | 1
BP0025 | Sensors/ Detectors | 01-0101-0101-045 | Oxygen Sensor (OOM102-1) | Elite 615 | Unit | Just In Time | Company Site Office |  | Biomedical | Yes | 3 | 10 | 300 | 320 | ULCO | Active | 6 | 0
BP0001 | Batteries/ UPS | 01-0203-0909-001 | Rechargeable Battery 11.1V, Mindray iMEC8 | Mindray iMEC8 | Unit | One Off | Company Site Office |  | Biomedical | No | 2 | 5 | 400 | 450 | Mindray | Active |  | 2
BP0012 | Filters | 01-0802-0503-001 | Diasafe Plus Filter | 4008s | Unit | Just In Time | Company Site Office |  | Biomedical | No | 1 | 60 | 200 | 242.5 | Fresenius | Active | 0 | 0
BP0023 | PPM/ Service/Maintenance/ Repair Kits | 01-0802-0503-014 | Fresenius 4008S PPM Kit Yearly | 4008s | Unit | Just In Time | Company Site Office |  | Biomedical | No | 1 | 35 | 500 | 530 | FRESENIUS | Active | 0 | 0
BP0003 | Bulbs/ Lamps | 01-1505-0302-001 | Bulb 24 V 150 W, OSRAM | Osram | Unit | Fast Moving Item | Company Site Office |  | Biomedical | No | 6 | 20 | 6.7 | 7.6 | Osram | Active | 0 | 0
BP0006 | Cuffs | 01-2002-1001-003 | Cuff Cylindrical 34 Ats | Common | Unit | One Off | Company Site Office |  | Biomedical | No | 1 | 2 | 400 | 460 | Common | Active |  | 0
BP0025 | Sensors/ Detectors | 01-2203-0601-002 | SIPAP MACHINE OXYGEN SENSOR FABIAN OOM204 | Fabian | Unit | Fast Moving Item | Company Site Office |  | Biomedical | No | 1 | 12 | 450 | 480 | Acutronic | Active | 0 | 0
BP0004 | Cables/ Lead Wires (or any part of it) | 01-0503-0501-002 | SCHILLER 10 LEAD ECG CABLE BANANA TYPE | Cardiovit AT-1 | Unit | Just In Time | Company Site Office |  | Biomedical | No | 1 | 30 | 120 | 150 | SCHILLER | Active | 0 | 0
BP0003 | Bulbs/ Lamps | 01-2404-0101-003 | Bulb 12V 100W (64627) | Polydoros | Unit | One Off | Company Site Office |  | Biomedical | No | 3 | 10 | 10 | 11.5 | Siemens | Active |  | 9
BP0011 | Equipment Specific Parts | 01-1619-0200-004 | MMS Module | IntelliVue MP70 | Unit | Fast Moving Item | Company Site Office |  | Biomedical | No | 1 | 2 | 2700 | 2800 |  | Active |  | 3
BP0001 | Batteries/ UPS | 01-0903-0103-005 | BATTERY B. BRAUN INFUSOMAT | Infusomat | Unit | One Off | Company Site Office |  | Biomedical | No | 3 | 5 | 200 | 220 | B.Braun | Active |  | 0
BP0025 | Sensors/ Detectors | 01-1603-0102-002 | Spo2 Sensor Adult Original DS100A | N-190 | Unit | Fast Moving Item | Company Site Office |  | Biomedical | No | 8 | 20 | 400 | 430 | Nellcor | Active |  | 6
BP0024 | Printed Circuit Boards (PCB; Other than Power Supply) | 01-0503-1103-001 | MODULE MONTARA AM-12 | Eli 280 | Unit | Just In Time | Company Site Office |  | Biomedical | No | 2 | 5 | 2000 | 2300 |  | Active |  | 0
BP0028 | Transducers/ Probes | 01-0303-0102-001 | Ultrasound Tranducer | M1353a | Unit | Just In Time | Centralized |  | Biomedical | No | 0 | 1 | 1300 | 1400 | Hewlett Packard | Active | 0 | 2
BP0004 | Cables/ Lead Wires (or any part of it) | 01-1601-1204-006 | ECG TRUNK CABLE PROPAQ LT 3 LEAD | Propaq LT | Unit | One Off | Company Site Office |  | Biomedical | No | 3 | 5 | 100 | 125 | Welch Allyn | Active |  | 4
BP0004 | Cables/ Lead Wires (or any part of it) | 01-0102-0104-028 | EXTENSION CABLE TRUSIGNAL GE WITH CONNECTOR | Aestiva 5/7100 | Unit | One Off | Company Site Office |  | Biomedical | No | 2 | 10 | 100 | 125 | Datex Ohmeda | Active |  | 3
BP0026 | Solenoids/ Valves/ Gauges | 01-2202-0801-006 | RELEASE VALVE DIAPHRAGM | Ref-Vent 100-V | Unit | One Off | Company Site Office |  | Biomedical | No | 3 | 15 | 37 | 40 | ULCO | Active |  | 15
BP0025 | Sensors/ Detectors | 01-2203-0601-003 | Oxygen Cell OOM102 | Fabian | Unit | Fast Moving Item | Company Site Office |  | Biomedical | No | 5 | 10 | 260 | 280 | Acutronic | Active |  | 0
BP0003 | Bulbs/ Lamps | 01-1502-0206-002 | LED BULB OPHTHALMOSCOPE |  | Unit | Fast Moving Item | Company Site Office |  | Biomedical | No | 2 | 5 | 600 | 620 | Keeler | Active |  | 4
BP0019 | O-Rings/ Belts/ Seals/ Gaskets/ Washers | 01-0207-0101-005 | YELLOW BELT | Lactina Electric Plus | Unit | Fast Moving Item | Company Site Office |  | Biomedical | No | 1 | 5 | 190 | 195 |  | Active |  | 2
BP0004 | Cables/ Lead Wires (or any part of it) | 01-1601-0103-011 | PHILIPS 5 LEAD TRUNK CABLE ECG M1530A | 78353a | Unit | Fast Moving Item | Company Site Office |  | Biomedical | No | 5 | 15 | 125 | 140 | Hewlett Packard | Active | 0 | 4
BP0025 | Sensors/ Detectors | 01-1601-1301-002 | Spo2 finger sensor M1191BL | V24 | Unit | Fast Moving Item | Company Site Office |  | Biomedical | No | 10 | 30 | 10 | 400 | AGILENT | Active | 0 | 0
BP0003 | Bulbs/ Lamps | 01-1201-0201-001 | Bulb Laryngoscope Adult Penlon 55091 | Penlon | Unit | Fast Moving Item | Company Site Office |  | Biomedical | No | 1 | 25 | 20 | 23 | Penlon | Active | 0 | 17
BP0011 | Equipment Specific Parts | 01-0909-0200-001 | KEYPAD ORALIX | Common | Unit | Just In Time | Company Site Office |  | Biomedical | No | 5 | 10 | 200 | 250 | Common | Active |  | 1
BP0028 | Transducers/ Probes | 01-0303-0201-001 | 2Mhz Tranducer (Blue) | Sonicaid | Unit | Just In Time | Centralized |  | Biomedical | No | 0 | 5 | 2000 | 2300 | Oxford Instrument | Active | 0 | 1
BP0011 | Equipment Specific Parts | 01-2202-0404-001 | Water Trap |  | Unit | One Off | Company Site Office |  | Biomedical | No | 0 | 10 | 10 | 115 | Draeger | Active |  | 10
BP0002 | Blankets/ Mattresses | 01-1803-0101-001 | HUNTLEGLY RIPPLE MATTRESS | Alphabed | Unit | Fast Moving Item | Company Site Office |  | Biomedical | No | 1 | 20 | 500 | 650 | HUNTLEIGH | Active | 0 | 0
BP0004 | Cables/ Lead Wires (or any part of it) | 01-1603-1710-012 | SPO2 FINGER SENSOR NIHON KOHDEN | Pvm-2701 | Unit | Just In Time | Company Site Office |  | Biomedical | No | 0 | 10 | 10 | 280 | Nihon Kohden | Active |  | 7
BP0003 | Bulbs/ Lamps | 01-1301-0702-002 | BULB OSRAM XBOR 300W/60C |  | Unit | One Off | Company Site Office |  | Biomedical | No | 1 | 2 | 10 | 2950 | Karl Storz | Active |  | 2
BP0004 | Cables/ Lead Wires (or any part of it) | 01-0503-1102-002 | ECG USB Cable | Eli 230 | Unit | Just In Time | Company Site Office |  | Biomedical | No | 0 | 5 | 10 | 1200 | MORTARA | Active |  | 2
BP0011 | Equipment Specific Parts | 01-1502-0207-001 | LED BULB 3.5V Opthalmoscope | Keeler Professional | Unit | Just In Time | Company Site Office |  | Biomedical | No | 5 | 10 | 150 | 170 | Keeler | Active |  | 1
BP0025 | Sensors/ Detectors | 01-1603-2701-001 | Spo2 Finger Sensor Adult, Trusat | Trusat | Unit | Just In Time | Company Site Office |  | Biomedical | No | 0 | 5 | 10 | 150 | Ge | Active |  | 1
BP0014 | Hoses/ Tubings/ Adaptors/ Couplers/ Connectors/ Pipes | 01-1803-1800-004 | MATRESS SIDE 9MM CONNECTER | Alpha Active 3 | Unit | Just In Time | Company Site Office |  | Biomedical | No | 0 | 25 | 10 | 95 |  | Active |  | 3
BP0013 | Heater Elements | 01-2305-0101-003 | Heater 230-240Vac, 50/60Hz | 750 | Unit | One Off | Company Site Office |  | Biomedical | No | 0 | 15 | 10 | 600 |  | Active |  | 0
BP0001 | Batteries/ UPS | 01-2003-0101-002 | BATTERY CR-1/3N |  | Unit | One Off | Company Site Office |  | Biomedical | No | 0 | 20 | 10 | 25 |  | Active |  | 2
BP0004 | Cables/ Lead Wires (or any part of it) | 01-1604-1809-001 | SPO2 Extension Cable PN:0010-20-42710 or 562A | Mindray iMEC8 | Unit | Just In Time | Company Site Office |  | Biomedical | No | 1 | 15 | 10 | 120 |  | Active |  | 0
BP0028 | Transducers/ Probes | 01-0303-0201-002 | CARDIOTOCOGRAPH Toco Ultrasound Tranducer (Pink) | Common | Unit | Just In Time | Centralized |  | Biomedical | No | 0 | 5 | 10 | 2800 | Common | Active | 0 | 3
BP0025 | Sensors/ Detectors | 01-2202-1701-001 | OXYGEN SENSOR | E360 | Unit | Fast Moving Item | Company Site Office |  | Biomedical | No | 1 | 5 | 10 | 598 | NEWPORT | Active | 0 | 12
BP0011 | Equipment Specific Parts | 01-2202-1402-003 | EXPIRATORY CASSETE | Servo-i | Unit | Just In Time | Company Site Office |  | Biomedical | No | 2 | 5 | 10 | 6000 |  | Active |  | 0
BP0003 | Bulbs/ Lamps | 01-1505-0404-001 | SOCKET BULB BLUE 130 MAQUET OT LIGHT |  | Unit | One Off | Company Site Office |  | Biomedical | No | 0 | 10 | 10 | 420 |  | Active |  | 7
BP0025 | Sensors/ Detectors | 01-0102-0102-003 | DATEX OHMEDA (AESTIVA 5) 02 CELL 6050-0004-110 | Aestiva 3000 | Unit | Fast Moving Item | Company Site Office |  | Biomedical | Yes | 1 | 15 | 250 | 390 |  | Active | 6 | 3
BP0004 | Cables/ Lead Wires (or any part of it) | 01-0503-0102-021 | NIHON KOHDEN Fast Clip Ecg Electrode | 6851k | Unit | Fast Moving Item | Company Site Office |  | Biomedical | No | 1 | 50 | 10 | 65 | Nihon Kohden | Active | 0 | 6
BP0003 | Bulbs/ Lamps | 01-1505-0102-001 | BULB MAQUET BLUE 22.8V 90W |  | Unit | Just In Time | Company Site Office |  | Biomedical | No | 10 | 50 | 10 | 225 | Hanaulux | Active |  | 0
BP0025 | Sensors/ Detectors | 01-1603-2601-001 | SPO finger sensor mindray adult 512F |  | Unit | Just In Time | Others | Vendor By Purchase Order | Biomedical | No | 5 | 15 | 10 | 250 | Mindray | Active |  | 0
BP0011 | Equipment Specific Parts | 01-0909-0200-003 | Drop sensor,BRAND:ORALIX, MODEL:OR-1500H | Or-1500h | Unit | Just In Time | Company Site Office |  | Biomedical | No | 1 | 10 | 100 | 360 |  | Active |  | 8
BP0004 | Cables/ Lead Wires (or any part of it) | 01-1603-1706-001 | EXTENSION CABLE RC-12 | Rainbow Radocare | Unit | Fast Moving Item | Company Site Office |  | Biomedical | No | 1 | 15 | 125 | 450 | Masimo | Active | 0 | 0
BP0022 | Power Supply Unit (PCB or Module)/ Transfomer | 01-2406-0201-032 | CHARGERMODULE ASSY | Amx-4 | Unit | One Off | Company Site Office |  | Biomedical | No | 1 | 2 | 9432 | 10000 | GE | Active |  | 0
BP0007 | Diaphragms/ Pumps | 01-0802-0502-004 | Ultrafiltration Pump | 4008b | Unit | One Off | Company Site Office |  | Biomedical | No | 0 | 2 | 2180.25 | 2500 | Fresenius | Active |  | 0
BP0006 | Cuffs | 01-2002-0101-003 | Cuff Cylindrical 34 Ats | Ats 1500/2000 | Unit | One Off | Company Site Office |  | Biomedical | No | 0 | 5 | 460 | 500 | Zimmer | Active |  | 0
BP0006 | Cuffs | 01-2002-0101-002 | Cuff Cylindrical 24 Ats | Ats 1500/2000 | Unit | One Off | Company Site Office |  | Biomedical | No | 0 | 5 | 460 | 600 | Zimmer | Active |  | 2
BP0004 | Cables/ Lead Wires (or any part of it) | 01-1601-1705-001 | 6 lead wire for telemetri transmitter for ge apex PRO part no:421930-001 | Apex Pro | Unit | Just In Time | Company Site Office |  | Biomedical | No | 0 | 20 | 125 | 200 | Ge | Active |  | 3
BP0025 | Sensors/ Detectors | 01-0803-0105-007 | Temperature Probe 900MR860 |  | Unit | Fast Moving Item | Company Site Office |  | Biomedical | No | 1 | 5 | 789 | 850 | Fisher & Paykel | Active |  | 4
BP0001 | Batteries/ UPS | 01-0903-0303-005 | Rechargeable Battery (TE-112) | Te-112 | Unit | One Off | Company Site Office |  | Biomedical | No | 0 | 5 | 130 | 200 | Terumo | Active |  | 4
BP0004 | Cables/ Lead Wires (or any part of it) | 01-1603-1708-002 | Extension Cable PC-8 | Radical | Unit | Just In Time | Company Site Office |  | Biomedical | No | 0 | 10 | 730 | 800 | Masimo | Active |  | 5
BP0001 | Batteries/ UPS | 01-0401-1003-001 | Battery LI-ion 14.8V 6.6Ah 98Wh (for Heartstart XL+) | HeartStart XL+ | Unit | Just In Time | Company Site Office |  | Biomedical | No | 0 | 2 | 1850 | 2000 | PHILIPS | Active |  | 0
BP0012 | Filters | 01-1805-0101-004 | Black Carbon Filter | Waterman 11 | Unit | One Off | Company Site Office |  | Biomedical | No | 0 | 10 | 8 | 9.6 | Waterman | Active |  | 1
BP0012 | Filters | 01-1805-0101-002 | Cotton Filter-10 Inch | Waterman 11 | Unit | One Off | Company Site Office |  | Biomedical | No | 0 | 10 | 5 | 10 | Waterman | Active |  | 9
BP0011 | Equipment Specific Parts | 01-0903-0207-002 | PLUNGER CLAMP ASSY | Top 5500 | Unit | One Off | Company Site Office |  | Biomedical | No | 0 | 20 | 140 | 200 | TOP | Active |  | 2
BP0025 | Sensors/ Detectors | 01-1603-2601-002 | Extension finger sensor Mindray PM-60 DB9 |  | Unit | Just In Time | Company Site Office |  | Biomedical | No | 1 | 5 | 203 | 215 | Mindray | Active |  | 2
BP0001 | Batteries/ UPS | 01-0203-0903-001 | BATTERY MINDRAY DUO | Vs-800 | Unit | Just In Time | Company Site Office |  | Biomedical | No | 1 | 15 | 500 | 800 | Mindray | Active |  | 0
BP0014 | Hoses/ Tubings/ Adaptors/ Couplers/ Connectors/ Pipes | 01-0803-0107-001 | Hose heater wire 900mr751 | Mr 850aeu | Unit | One Off | Company Site Office |  | Biomedical | No | 0 | 5 | 320 | 368 | Fisher & Paykel | Active |  | 3
BP0004 | Cables/ Lead Wires (or any part of it) | 01-0401-0201-012 | 3 Lead Wire | Cardiolife TEC-7100K | Unit | Just In Time | Company Site Office |  | Biomedical | No | 0 | 10 | 125 | 500 | Nihon Kohden | Active |  | 5
BP0001 | Batteries/ UPS | 01-0903-0504-001 | Battery Smart Pack | Asena GS | Unit | One Off | Company Site Office |  | Biomedical | No | 0 | 5 | 425 | 700 | ALARIS | Active |  | 15
BP0020 | Paddles/ Wheels/ Castors/Brakes | 01-0401-0206-001 | External Paddle for TEC-7621K | Cardiolife TEC-7621K | Unit | One Off | Company Site Office |  | Biomedical | No | 0 | 10 | 1166 | 3000 | Nihon Kohden | Active |  | 3
BP0025 | Sensors/ Detectors | 01-0903-0303-001 | DROP SENSOR TERUMO TE-112 | Te-112 | Unit | Fast Moving Item | Company Site Office |  | Biomedical | No | 3 | 10 | 1468 | 1500 | Terumo | Active |  | 4
BP0020 | Paddles/ Wheels/ Castors/Brakes | 01-0802-0503-096 | CASTOR | 4008s | Unit | One Off | Company Site Office |  | Biomedical | No | 0 | 60 | 118 | 500 | Fresenius | Active |  | 0
BP0001 | Batteries/ UPS | 01-1909-0304-001 | Sypu Battery 12V 700Mah(3.6V-600Mah) | Perfusor Compact | Unit | Just In Time | Centralized |  | Biomedical | No | 5 | 40 | 175 | 201.25 | B.Braun | Active | 0 | 14
BP0004 | Cables/ Lead Wires (or any part of it) | 01-1604-2700-004 | SPO2 Nellcor Interm Cable |  | Unit | Just In Time | Company Site Office |  | Biomedical | No | 0 | 5 | 550 | 900 | DRAEGER | Active |  | 1
BP0025 | Sensors/ Detectors | 01-0901-0104-001 | Skin Temp Probe (CM-6450Y) | V-2100g | Unit | Fast Moving Item | Company Site Office |  | Biomedical | No | 1 | 5 | 650 | 900 | ATOM | Active |  | 2
BP0028 | Transducers/ Probes | 01-0303-0701-002 | Ultrasound Tranducer | Fm 200 | Unit | One Off | Company Site Office |  | Biomedical | No | 0 | 5 | 4500 | 7000 | Philips | Active |  | 2
BP0003 | Bulbs/ Lamps | 01-0403-0401-010 | Bulb 15v 150W |  | Unit | One Off | Company Site Office |  | Biomedical | No | 0 | 15 | 42 | 50 | Siemens | Active |  | 1
BP0026 | Solenoids/ Valves/ Gauges | 01-1903-0101-002 | BP SET MANUAL Rubber Ball with Control Valve | Accoson | Unit | Fast Moving Item | Company Site Office |  | Biomedical | No | 1 | 100 | 16.5 | 50 | ACCOSON | Active |  | 6
BP0025 | Sensors/ Detectors | 01-2202-1701-003 | Exhalation Flow Sensor MT for E360 | E360 | Unit | Fast Moving Item | Company Site Office |  | Biomedical | No | 1 | 20 | 300 | 500 | NEWPORT | Active |  | 2
BP0013 | Heater Elements | 01-0803-0105-009 | Heater Wire adaptor dual 900MR805 humidifier MR850 |  | Unit | Fast Moving Item | Company Site Office |  | Biomedical | No | 1 | 5 | 598 | 700 | Fisher & Paykel | Active |  | 1
BP0012 | Filters | 01-0901-0101-002 | FILTER ATOM | V850 | Unit | Just In Time | Company Site Office |  | Biomedical | No | 10 | 30 | 110 | 150 | Atom | Active |  | 0
BP0010 | Electronic Components | 01-2401-0101-005 | FUSE | Kxo-50f | Unit | Fast Moving Item | Company Site Office |  | Biomedical | No | 10 | 50 | 0.4 | 20 | TOSHIBA | Active |  | 498
BP0004 | Cables/ Lead Wires (or any part of it) | 01-0503-1101-001 | ECG 10 LEAD MORTARA | Eli 250 | Unit | Fast Moving Item | Company Site Office |  | Biomedical | No | 1 | 2 | 125 | 300 | MORTARA | Active |  | 0
BP0004 | Cables/ Lead Wires (or any part of it) | 01-1601-0503-006 | 5-Lead Trunk Cable | S/5 Ccm | Unit | Just In Time | Company Site Office |  | Biomedical | No | 0 | 5 | 200 | 500 |  | Active |  | 0
BP0025 | Sensors/ Detectors | 01-2202-1103-001 | Oxygen Sensor HAMILTON | Hamilton T1 | Unit | Fast Moving Item | Company Site Office |  | Biomedical | No | 1 | 5 | 1000 | 2000 |  | Active |  | 6
BP0011 | Equipment Specific Parts | 01-2305-0101-004 | User Interface Assembly | 750 | Unit | One Off | Company Site Office |  | Biomedical | No | 0 | 15 | 680 | 900 |  | Active |  | 2
BP0014 | Hoses/ Tubings/ Adaptors/ Couplers/ Connectors/ Pipes | 01-2305-0101-002 | Swivel Air Hose With sensor | 750 | Unit | One Off | Company Site Office |  | Biomedical | No | 0 | 15 | 720 | 900 |  | Active |  | 4
BP0019 | O-Rings/ Belts/ Seals/ Gaskets/ Washers | 01-0207-0101-003 | GREEN BELT | Lactina Electric Plus | Unit | Fast Moving Item | Company Site Office |  | Biomedical | No | 1 | 15 | 198 | 300 |  | Active |  | 3
BP0001 | Batteries/ UPS | 01-0209-0000-002 | BATTERY DOPPLER NICOLET | Imexdop Ct+ | Unit | One Off | Company Site Office |  | Biomedical | No | 0 | 15 | 150 | 300 |  | Active |  | 15
BP0012 | Filters | 01-1812-0401-001 | Carbon Cartrid filter 10 |  | Unit | Just In Time | Company Site Office |  | Biomedical | No | 0 | 20 | 14 | 20 |  | Active |  | 2
BP0012 | Filters | 01-1812-0402-001 | Cartridge filter imicon 10 |  | Unit | Just In Time | Company Site Office |  | Biomedical | No | 5 | 20 | 14 | 20 |  | Active |  | 18
BP0005 | Casing/ Covers/ Brackets/ Latches/ Part Holders | 01-0903-0503-001 | Cover Syringe pump | IVAC PCAM | Unit | One Off | Company Site Office |  | Biomedical | No | 0 | 5 | 260 | 500 |  | Active |  | 5
BP0025 | Sensors/ Detectors | 01-1604-2606-001 | Spo2 Extension sensor | IntelliVue MP20 | Unit | Just In Time | Company Site Office |  | Biomedical | No | 0 | 15 | 150 | 300 | Philips | Active |  | 10
BP0003 | Bulbs/ Lamps | 01-1301-1001-001 | Halogen Bulb 6V 30W (Philips) |  | Unit | Just In Time | Company Site Office |  | Biomedical | No | 5 | 10 | 96 | 150 | Philips | Active |  | 3
BP0001 | Batteries/ UPS | 01-1603-2601-003 | Rechargeable Batttery |  | Unit | Just In Time | Company Site Office |  | Biomedical | No | 5 | 10 | 525 | 800 | Mindray | Active |  | 1
BP0004 | Cables/ Lead Wires (or any part of it) | 01-2203-0403-001 | FLOW SENSOR CONECTOR CABLE 8416600 | Babylog VN500 | Unit | Just In Time | Company Site Office |  | Biomedical | No | 2 | 5 | 943 | 1200 | DRAEGER | Active |  | 0
BP0003 | Bulbs/ Lamps | 01-1912-0201-002 | HALOGEN Bulb Derung 24v 75w | HS-100 | Unit | Just In Time | Company Site Office |  | Biomedical | No | 5 | 20 | 75 | 200 |  | Active |  | 11
BP0011 | Equipment Specific Parts | 01-0909-0200-004 | Battery Oralix | Or-1500h | Unit | Fast Moving Item | Company Site Office |  | Biomedical | No | 5 | 10 | 300 | 360 |  | Active |  | 14
BP0011 | Equipment Specific Parts | 01-1301-0109-001 | Bulb mercury short ARC HBO 100/2 |  | Unit | Just In Time | Company Site Office |  | Biomedical | No | 0 | 30 | 480 | 700 | OLYMPUS | Active |  | 6
BP0013 | Heater Elements | 01-0803-0105-002 | 900MR754 Heater Wire | Mr850 | Unit | One Off | Company Site Office |  | Biomedical | No | 0 | 5 | 300 | 500 | Fisher & Paykel | Active |  | 0
BP0013 | Heater Elements | 01-0803-0105-012 | Heater Wire Adaptor 900MR559 |  | Unit | One Off | Company Site Office |  | Biomedical | No | 0 | 10 | 288 | 500 | Fisher & Paykel | Active |  | 10
BP0011 | Equipment Specific Parts | 01-1201-0101-006 | LAMB CARTRIDGE ASSY 6 SERIES )(608125-501) | 6-Series | Unit | One Off | Company Site Office |  | Biomedical | No | 0 | 10 | 190 | 500 | WELCH ALLYN | Active |  | 0
BP0001 | Batteries/ UPS | 01-1502-0206-001 | Lithium ION Battery 3.6V(Red) | Keeler Profesional | Unit | Just In Time | Company Site Office |  | Biomedical | No | 1 | 5 | 480 | 1000 | KEELER | Active |  | 0
BP0003 | Bulbs/ Lamps | 01-0306-0303-001 | Halogen Lamp |  | Unit | Just In Time | Company Site Office |  | Biomedical | No | 2 | 5 | 1571 | 2000 |  | Active |  | 3
BP0001 | Batteries/ UPS | 01-0903-0207-003 | Battery Pack BP55 | Top 5500 | Unit | One Off | Company Site Office |  | Biomedical | No | 1 | 15 | 110 | 250 | Top | Active |  | 11
BP0008 | Displays/ Backlights/ Panels | 01-1601-1001-009 | LCD MONITOR | Solar 8000 | Unit | Fast Moving Item | Company Site Office |  | Biomedical | No | 1 | 5 | 380 | 500 |  | Active |  | 3
BP0004 | Cables/ Lead Wires (or any part of it) | 01-0503-0102-024 | LEAD CABLE ECG |  | Unit | Just In Time | Company Site Office |  | Biomedical | No | 1 | 15 | 250 | 500 | Nihon Kohden | Active |  | 8
BP0004 | Cables/ Lead Wires (or any part of it) | 01-1604-2102-001 | NIBP INTERCONNECT CABLE | IntelliVue MP60 | Unit | Just In Time | Company Site Office |  | Biomedical | No | 1 | 10 | 55 | 150 | Philips | Active |  | 13
BP0001 | Batteries/ UPS | 01-1909-0205-010 | Battery 9.6V 1.5Ah | Te-331 | Unit | One Off | Company Site Office |  | Biomedical | No | 1 | 15 | 150 | 300 | Terumo | Active |  | 3
BP0006 | Cuffs | 01-1601-1200-003 | CUFF ADULT DURABLE | Propaq CS 242 | Unit | Just In Time | Company Site Office |  | Biomedical | No | 2 | 20 | 90 | 100 | WELCH ALLYN | Active |  | 4
BP0013 | Heater Elements | 01-0901-0601-001 | Heater Elements | Pm78 | Unit | Just In Time | Company Site Office |  | Biomedical | No | 1 | 100 | 500 | 700 |  | Active |  | 1
BP0012 | Filters | 01-2202-0902-002 | INLET FILTER (PACK OF 6 PCS) | BiPAP Vision | Unit | Fast Moving Item | Company Site Office |  | Biomedical | No | 1 | 20 | 75 | 100 | Respironics | Active |  | 21
BP0004 | Cables/ Lead Wires (or any part of it) | 01-1601-0501-007 | ECG 5 Lead | As/3 | Unit | Fast Moving Item | Company Site Office |  | Biomedical | No | 1 | 2 | 250 | 400 |  | Active |  | 6
BP0001 | Batteries/ UPS | 01-2202-0402-002 | Rechargeable Battery (for Draeger Evita 4); Valve Regulated Lead Acid 12V 3.4Ah (LC-R123R4PG) | Evita 4 | Unit | One Off | Company Site Office |  | Biomedical | No | 4 | 20 | 155 | 300 | Draeger | Active |  | 2
BP0004 | Cables/ Lead Wires (or any part of it) | 01-0503-0102-023 | 3 LEAD ECG CABLE | 6851k | Unit | Just In Time | Company Site Office |  | Biomedical | No | 1 | 10 | 150 | 250 | Nihon Kohden | Active |  | 1
BP0001 | Batteries/ UPS | 01-1603-0901-005 | Rechargeable Battery 12V 2.3Ah | 2000 | Unit | Fast Moving Item | Company Site Office |  | Biomedical | No | 5 | 10 | 280 | 500 | IVY | Active |  | 12
BP0013 | Heater Elements | 01-0324-0000-002 | High Temperature Filament |  | Unit | Just In Time | Company Site Office |  | Biomedical | No | 10 | 20 | 512 | 600 |  | Active |  | 5
BP0004 | Cables/ Lead Wires (or any part of it) | 01-1604-2602-005 | Battery Li-Ion 2.4ah/26.64 wh |  | Unit | Fast Moving Item | Company Site Office |  | Biomedical | No | 2 | 10 | 386 | 500 | Philips | Active |  | 0
BP0011 | Equipment Specific Parts | 01-0803-0102-020 | FISHER & PAYKEL ELECTRICAL ADAPTOR 900MR858 | Mr700/730 | Unit | Fast Moving Item | Company Site Office |  | Biomedical | No | 5 | 100 | 336 | 500 | Fisher & Paykel | Active |  | 8
BP0012 | Filters | 01-1813-0000-002 | Cartridge filter big blue 20 |  | Unit | Fast Moving Item | Company Site Office |  | Biomedical | No | 5 | 15 | 110 | 250 | Fresenius | Active |  | 9
BP0001 | Batteries/ UPS | 01-1601-1101-001 | Battery Pack 8.4V 8.0 Ah Ge Dash 2500 | Dash 2500 | Unit | Just In Time | Company Site Office |  | Biomedical | No | 5 | 10 | 1125 | 1500 |  | Active |  | 3
BP0025 | Sensors/ Detectors | 01-1601-0703-001 | Durasensor Adult Finger Clip Sensor | Sc7000 | Unit | Just In Time | Company Site Office |  | Biomedical | No | 5 | 10 | 400 | 550 | Siemens | Active |  | 1
BP0003 | Bulbs/ Lamps | 01-0605-0103-001 | SLIT LAMP BULB TAPCON HALOGEN |  | Unit | Fast Moving Item | Company Site Office |  | Biomedical | No | 5 | 10 | 21 | 30 | Topcon | Active |  | 12
BP0012 | Filters | 01-1813-0001-001 | Bacteria Filter 10 | Mx-11 | Unit | Just In Time | Company Site Office |  | Biomedical | No | 5 | 15 | 11 | 20 | Fresenius | Active |  | 11
BP0012 | Filters | 01-1813-0001-002 | Cartridge filter imicon 20 | Mx-11 | Unit | Just In Time | Company Site Office |  | Biomedical | No | 5 | 15 | 20 | 45 | Fresenius | Active |  | 0
BP0025 | Sensors/ Detectors | 01-0803-0105-008 | Temperature Probe 900MR869 |  | Unit | Just In Time | Company Site Office |  | Biomedical | No | 5 | 10 | 789 | 1000 | Fisher & Paykel | Active |  | 2
BP0004 | Cables/ Lead Wires (or any part of it) | 01-0503-0303-005 | 10 Lead ECG Cable Kenz 108 | Kenz 108 | Unit | Just In Time | Company Site Office |  | Biomedical | No | 5 | 15 | 125 | 143.75 | Suzuken | Active | 0 | 12
BP0025 | Sensors/ Detectors | 01-0803-0102-003 | FISHER&PAYKEL Temperature Probe 900MR560 | Mr700/730 | Unit | Fast Moving Item | Company Site Office |  | Biomedical | No | 1 | 16 | 386 | 443.9 | Fisher & Paykel | Active | 0 | 10
BP0025 | Sensors/ Detectors | 01-0803-0102-019 | FISHER&PAYKEL Temperature Probe 900MR860 FOR 850 | Mr700/730 | Unit | Fast Moving Item | Company Site Office |  | Biomedical | No | 1 | 20 | 570 | 655.5 | Fisher & Paykel | Active | 0 | 0
BP0028 | Transducers/ Probes | 01-0802-0503-015 | Fresenius 4008S TMP Transducer Complete | 4008s | Unit | Fast Moving Item | Company Site Office |  | Biomedical | No | 1 | 5 | 1750 | 2012.5 | FRESENIUS | Active | 0 | 2
BP0014 | Hoses/ Tubings/ Adaptors/ Couplers/ Connectors/ Pipes | 01-0802-0503-018 | Hose Red | 4008s | Unit | Fast Moving Item | Company Site Office |  | Biomedical | No | 1 | 40 | 48 | 55.2 | Fresenius | Active | 0 | 0
BP0005 | Casing/ Covers/ Brackets/ Latches/ Part Holders | 01-0802-0503-025 | Plunger Holder 20ml | 4008s | Unit | One Off | Others | Vendor - By Purchase Order | Biomedical | No | 0 | 2 | 85 | 97.75 | Fresenius | Active | 0 | 0
BP0024 | Printed Circuit Boards (PCB; Other than Power Supply) | 01-2406-0201-030 | Rotor Board GE AMX4 | Amx-4 | Unit | One Off | Others | Vendor - By Purchase Order | Biomedical | No | 0 | 2 | 5341 | 6142.15 | GE | Active | 0 | 0
BP0024 | Printed Circuit Boards (PCB; Other than Power Supply) | 01-2406-0201-041 | Fil KV Control Board GE AMX4 | Amx-4 | Unit | One Off | Others | Vendor - By Purchase Order | Biomedical | No | 0 | 1 | 5002 | 5752.3 | GE | Active | 0 | 0
BP0024 | Printed Circuit Boards (PCB; Other than Power Supply) | 01-2406-0201-043 | CPU Board GE AMX4 | GE AMX-4 | Unit | One Off | Others | Vendor - By Purchase Order | Biomedical | No | 0 | 2 | 5945.4 | 6837.21 | GE | Active | 0 | 1
BP0001 | Batteries/ UPS | 01-2406-0201-045 | Battery Upgrade Kit | GE AMX-4 | Unit | Just In Time | Centralized |  | Biomedical | No | 0 | 10 | 3857.69 | 4436.34 | GE | Active | 0 | 1
BP0004 | Cables/ Lead Wires (or any part of it) | 01-0503-0301-003 | Patient Cable | 103 | Unit | Fast Moving Item | Company Site Office |  | Biomedical | No | 1 | 5 | 450 | 517.5 | Suzuken | Active | 0 | 0
BP0004 | Cables/ Lead Wires (or any part of it) | 01-0503-0302-002 | KENZ 106 10 LEAD ECG CABLE | 106 | Unit | Fast Moving Item | Company Site Office |  | Biomedical | No | 1 | 14 | 800 | 920 | Suzuken | Active | 0 | 7
BP0028 | Transducers/ Probes | 01-0303-0102-002 | Toco Tranducer | M1353a | Unit | Just In Time | Centralized |  | Biomedical | No | 0 | 5 | 1175 | 1351.25 | Hewlett Packard | Active | 0 | 3
BP0028 | Transducers/ Probes | 01-0303-0701-003 | TOCO Avalon FEM20 Philips | Fm 200 | Unit | Just In Time | Centralized |  | Biomedical | No | 0 | 2 | 4400 | 5060 | Philips | Active | 0 | 0
BP0021 | Power Cords/ Adaptors (or any part of it) | 01-0502-0102-008 | Plug Top 3 Pin 13amp | Common | Unit | Fast Moving Item | Company Site Office |  | Biomedical | No | 10 | 300 | 5.3 | 6.1 | Common | Active | 0 | 6
BP0014 | Hoses/ Tubings/ Adaptors/ Couplers/ Connectors/ Pipes | 01-1903-0101-014 | Male Connector | Accoson | Unit | Fast Moving Item | Company Site Office |  | Biomedical | No | 1 | 150 | 4 | 4.6 | Accoson | Active | 0 | 3
BP0014 | Hoses/ Tubings/ Adaptors/ Couplers/ Connectors/ Pipes | 01-1903-0101-015 | Female Connector | Accoson | Unit | Fast Moving Item | Company Site Office |  | Biomedical | No | 1 | 150 | 2.5 | 2.88 | Accoson | Active | 0 | 0
BP0012 | Filters | 01-1907-0101-025 | CLEMENT FILTER | Suc 84100 | Unit | Fast Moving Item | Company Site Office |  | Biomedical | No | 1 | 50 | 85 | 97.75 | Clements | Active | 0 | 9
BP0012 | Filters | 01-1907-0502-001 | MADELA Filter Bacterial | 046-1326 | Unit | Just In Time | Centralized |  | Biomedical | No | 0 | 5 | 98 | 112.7 | Madela | Active | 0 | 4
BP0003 | Bulbs/ Lamps | 01-1902-0101-001 | Bulb,12V/4.2A 50W | L0185 | Unit | Fast Moving Item | Company Site Office |  | Biomedical | No | 1 | 15 | 20 | 23 | Inami | Active | 0 | 0
BP0003 | Bulbs/ Lamps | 01-1902-0101-002 | Bulb 6V4.5A | Inami | Unit | Fast Moving Item | Company Site Office |  | Biomedical | No | 1 | 15 | 138 | 158.7 | Inami | Active | 0 | 1
BP0003 | Bulbs/ Lamps | 01-1902-0201-001 | Bulb 6V 4.5 A | Sl 400 | Unit | Fast Moving Item | Company Site Office |  | Biomedical | No | 1 | 20 | 215 | 247.25 | Nidek | Active | 0 | 0
BP0021 | Power Cords/ Adaptors (or any part of it) | 01-2300-0201-008 | Power Cord 1.8M | Common/General | Unit | Fast Moving Item | Company Site Office |  | Biomedical | No | 1 | 150 | 18 | 20.7 | Volex | Active | 0 | 0
BP0006 | Cuffs | 01-0203-0102-003 | Infant Cuff 2 Tb | 9300xl/Local | Unit | Fast Moving Item | Company Site Office |  | Biomedical | No | 1 | 25 | 12 | 13.8 | Critikon/Velcro | Active | 0 | 37
BP0006 | Cuffs | 01-0203-0102-009 | Infant Cuff 1 Tb | 9300xl/Local | Unit | Fast Moving Item | Company Site Office |  | Biomedical | No | 1 | 120 | 32 | 36.8 | Critikon/Velcro | Active | 0 | 45
BP0006 | Cuffs | 01-0203-0102-011 | X-Large Cuff Adult 2TB | 9300xl/Local | Unit | Fast Moving Item | Company Site Office |  | Biomedical | No | 1 | 100 | 60 | 69 | Critikon/Velcro | Active | 0 | 32
BP0006 | Cuffs | 01-0203-0101-003 | Cuff Large Adult 1 Tb | 8100/Local | Unit | Fast Moving Item | Company Site Office |  | Biomedical | No | 1 | 30 | 16 | 18.4 | Critikon/Velcro | Active | 0 | 50
BP0006 | Cuffs | 01-0203-0301-018 | Cuff Adult 1 Tb | Bp8800/Local | Unit | Fast Moving Item | Company Site Office |  | Biomedical | No | 10 | 300 | 30 | 34.5 | Colin/Velcro | Active | 0 | 4
BP0006 | Cuffs | 01-0203-0301-002 | Cuff Adult Large 2 Tb | Bp8800/Local | Unit | Fast Moving Item | Company Site Office |  | Biomedical | No | 1 | 50 | 16 | 18.4 | Colin/Velcro | Active | 0 | 0
BP0006 | Cuffs | 01-0203-0301-003 | Cuff Adult 2 Tb | Bp8800/Local | Unit | Fast Moving Item | Company Site Office |  | Biomedical | No | 20 | 500 | 33 | 37.95 | Colin/Velcro | Active | 0 | 23
BP0006 | Cuffs | 01-0203-0301-004 | Cuff Child 2 Tb | Bp8800/Local | Unit | Fast Moving Item | Company Site Office |  | Biomedical | No | 1 | 30 | 30 | 34.5 | Colin/Velcro | Active | 0 | 36
BP0008 | Displays/ Backlights/ Panels | 01-0903-0201-010 | TOP 3300 FRONT PANEL ASSEMBLY (T6330516(5) ) | Top 3100 | Unit | One Off | Others | Vendor - By Purchase Order | Biomedical | No | 0 | 1 | 2067 | 2377.05 | Top | Active | 0 | 0
BP0003 | Bulbs/ Lamps | 01-1902-0302-001 | BULB SLIT LAMP 6V 4.5A W/CENTER HAAG STREIT BM900 | Bm900 | Unit | Fast Moving Item | Company Site Office |  | Biomedical | No | 1 | 20 | 70 | 80.5 | Haag-Streit | Active | 0 | 0
BP0021 | Power Cords/ Adaptors (or any part of it) | 01-1903-0701-001 | Power Adaptor | Hem-907 | Unit | One Off | Others | Vendor - By Purchase Order | Biomedical | No | 0 | 7 | 80 | 92 | Omron | Active | 0 | 0
BP0021 | Power Cords/ Adaptors (or any part of it) | 01-0203-1201-002 | POWER DAPTOR HEM 907 OMRON | Hem-907 | Unit | One Off | Others | Vendor - By Purchase Order | Biomedical | No | 0 | 10 | 68 | 78.2 | Omron | Active | 0 | 2
BP0025 | Sensors/ Detectors | 01-2202-0401-006 | DRAGER BABYLOG 8000 OXYGEN CELL 6850645 (GOLD PACKING) (OEM OOM201 ) | Fabius GS | Unit | Fast Moving Item | Company Site Office |  | Biomedical | Yes | 1 | 10 | 974 | 1120.1 | Draeger | Active | 6 | 0
BP0025 | Sensors/ Detectors | 01-2203-0401-008 | Oxygen Sensor Capsule | Babylog 8000 | Unit | Fast Moving Item | Company Site Office |  | Biomedical | No | 1 | 5 | 80 | 92 | Draeger | Active | 0 | 0
BP0025 | Sensors/ Detectors | 01-2202-1401-001 | Oxygen Sensor | Servo 300 | Unit | Fast Moving Item | Company Site Office |  | Biomedical | No | 1 | 5 | 350 | 402.5 | Marquet | Active | 0 | 0
BP0025 | Sensors/ Detectors | 01-1601-1000-002 | MARQUETTE EXTENSION SPO2 SENSOR | Solar 8000 | Unit | Fast Moving Item | Company Site Office |  | Biomedical | No | 1 | 10 | 300 | 345 | Marquet | Active | 0 | 3
BP0025 | Sensors/ Detectors | 01-2202-1901-002 | EXTENAL MEDICAL OXYGEN SENSOR MAX-250E | Avea | Unit | Fast Moving Item | Company Site Office |  | Biomedical | Yes | 1 | 15 | 440 | 506 | Viasys Vela | Active | 6 | 4
BP0001 | Batteries/ UPS | 01-1603-0103-001 | Rechargeable Battery 6V | N-195 | Unit | Just In Time | Centralized |  | Biomedical | No | 0 | 5 | 300 | 345 | Nellcor | Active | 0 | 0
BP0001 | Batteries/ UPS | 01-1603-0106-004 | Rechargeable Battery 6V | Nbp 290 | Unit | Just In Time | Centralized |  | Biomedical | No | 0 | 30 | 65 | 74.75 | Nellcor | Active | 0 | 0
BP0025 | Sensors/ Detectors | 01-1603-0901-001 | MASIMO SPO2 FINGER SENSOR ADULT LNOP DCI | 2000 | Unit | Fast Moving Item | Company Site Office |  | Biomedical | No | 1 | 30 | 580 | 667 | Ivy | Active | 0 | 0
BP0025 | Sensors/ Detectors | 01-1603-0901-006 | SPO2 finger sensor child masimo | 2000 | Unit | Fast Moving Item | Company Site Office |  | Biomedical | No | 1 | 12 | 740 | 851 | Ivy | Active | 0 | 0
BP0004 | Cables/ Lead Wires (or any part of it) | 01-1601-1000-001 | MARQUETTE SPO2 ADAPTOR CABLE HELLIGE | Solar 8000 | Unit | Fast Moving Item | Company Site Office |  | Biomedical | No | 1 | 3 | 1130 | 1299.5 | Marquet | Active | 0 | 3
BP0004 | Cables/ Lead Wires (or any part of it) | 01-1603-1705-008 | MASIMO EXTENSIN CABLE M-LNCS-10 | Radical | Unit | Fast Moving Item | Company Site Office |  | Biomedical | No | 1 | 28 | 600 | 690 | Masimo | Active | 0 | 3
BP0003 | Bulbs/ Lamps | 01-1201-0201-002 | Bulb PENLON 55092 | Penlon | Unit | Fast Moving Item | Company Site Office |  | Biomedical | No | 1 | 15 | 50 | 57.5 | Penlon | Active | 0 | 6
BP0011 | Equipment Specific Parts | 01-1302-0101-004 | Pot Meter | Myomed 432 | Unit | One Off | Others | Vendor - By Purchase Order | Biomedical | No | 0 | 1 | 105 | 120.75 | Jh-Enraf | Active | 0 | 0
BP0011 | Equipment Specific Parts | 01-1302-0101-005 | Strap,250X3Cm | Myomed 432 | Unit | One Off | Others | Vendor - By Purchase Order | Biomedical | No | 0 | 7 | 1980 | 2277 | Jh-Enraf | Active | 0 | 0
BP0003 | Bulbs/ Lamps | 01-1602-0101-001 | MADELA LAMP PHOTOTHERAPY 18w/71 |  | Unit | Fast Moving Item | Company Site Office |  | Biomedical | No | 10 | 500 | 25 | 28.75 | Osram | Active | 0 | 47
BP0003 | Bulbs/ Lamps | 01-1504-0101-006 | BULB KILLER VISTA 2.8V 6 1011-P-7042 | Vista | Unit | Fast Moving Item | Company Site Office |  | Biomedical | No | 1 | 10 | 95 | 109.25 | Keeler | Active | 0 | 1
BP0003 | Bulbs/ Lamps | 01-1504-0101-003 | Bulb 2.5V | Vista | Unit | Fast Moving Item | Company Site Office |  | Biomedical | No | 1 | 4 | 175 | 201.25 | Keeler | Active | 0 | 0
BP0018 | Motors/ Micromotors/ Carbon brushes | 01-0802-0502-005 | Fresenius 4008S Stepper Motor | 4008b | Unit | Fast Moving Item | Company Site Office |  | Biomedical | No | 1 | 5 | 3150 | 3622.5 | Fresenius | Active | 0 | 0
BP0004 | Cables/ Lead Wires (or any part of it) | 01-0601-0201-002 | Retractile Cable | HS-100 | Unit | One Off | Others | Vendor - By Purchase Order | Biomedical | No | 0 | 5 | 105 | 120.75 | Huntleigh | Active | 0 | 0
BP0007 | Diaphragms/ Pumps | 01-0802-0502-008 | Fresenius 4008S Concentrate Pump Assy Complete | 4008b | Unit | Fast Moving Item | Company Site Office |  | Biomedical | No | 1 | 5 | 2080 | 2392 | Fresenius | Active | 0 | 0
BP0007 | Diaphragms/ Pumps | 01-0802-0501-004 | Fresenius 4008S Gear Pump Head | A2008d | Unit | Fast Moving Item | Company Site Office |  | Biomedical | No | 1 | 4 | 1180 | 1357 | Fresenius | Active | 0 | 1
BP0001 | Batteries/ UPS | 01-0503-0302-001 | Rechargeable Battery 4.6V 700Mah | 106 | Unit | Just In Time | Centralized |  | Biomedical | No | 0 | 1 | 80 | 92 | Suzuken | Active | 0 | 0
BP0001 | Batteries/ UPS | 01-0503-0303-001 | SUZUKENZ 108 RECHARGEABLE BATTERY 12V 1200MAH | 108 | Unit | Just In Time | Centralized |  | Biomedical | No | 0 | 11 | 480 | 552 | Suzuken | Active | 0 | 10
BP0021 | Power Cords/ Adaptors (or any part of it) | 01-0502-0102-003 | 3 Pin Plug Adaptor | Icc300 | Unit | One Off | Others | Vendor - By Purchase Order | Biomedical | No | 0 | 100 | 6.9 | 7.94 | Erbe | Active | 0 | 0
BP0004 | Cables/ Lead Wires (or any part of it) | 01-1601-0601-001 | Ecg Cable | Lifescope | Unit | Fast Moving Item | Company Site Office |  | Biomedical | No | 1 | 3 | 600 | 690 | Nihon Kohden | Active | 0 | 0
BP0004 | Cables/ Lead Wires (or any part of it) | 01-1601-0103-012 | PHILIPS LEAD 5 LEAD ECG CABLE M1633A | 78353a | Unit | Fast Moving Item | Company Site Office |  | Biomedical | No | 1 | 20 | 351 | 403.65 | Hewlett Packard | Active | 0 | 0
BP0004 | Cables/ Lead Wires (or any part of it) | 01-1601-0106-002 | Adaptor Cable 12Pin to 9Pin | M2601a | Unit | Just In Time | Centralized |  | Biomedical | No | 0 | 5 | 1200 | 1380 | Hewlett Packard | Active | 0 | 0
BP0004 | Cables/ Lead Wires (or any part of it) | 01-0401-0201-002 | Patient Cable | Cardiolife TEC-7100K | Unit | Fast Moving Item | Company Site Office |  | Biomedical | No | 1 | 3 | 350 | 402.5 | Nihon Kohden | Active | 0 | 0
BP0004 | Cables/ Lead Wires (or any part of it) | 01-0503-0102-011 | Chest Electrode Paediatric Complete | 6851k | Unit | Fast Moving Item | Company Site Office |  | Biomedical | No | 1 | 20 | 36.3 | 41.75 | Nihon Kohden | Active | 0 | 0
BP0004 | Cables/ Lead Wires (or any part of it) | 01-1601-0101-002 | PHILIPS 3 Lead Trunk Cable, M1510A | 78834 | Unit | Fast Moving Item | Company Site Office |  | Biomedical | No | 1 | 16 | 125 | 143.75 | Hewlett Packard | Active | 0 | 4
BP0004 | Cables/ Lead Wires (or any part of it) | 01-1601-0101-003 | PHILIPS 3 LEAD ECG CALBLE M1613A | 78834 | Unit | Fast Moving Item | Company Site Office |  | Biomedical | No | 1 | 10 | 240 | 276 | Hewlett Packard | Active | 0 | 2
BP0004 | Cables/ Lead Wires (or any part of it) | 01-1601-0101-005 | EXTENSION PHILIPS 1900B | 78834 | Unit | Fast Moving Item | Company Site Office |  | Biomedical | No | 1 | 3 | 630 | 724.5 | Hewlett Packard | Active | 0 | 3
BP0004 | Cables/ Lead Wires (or any part of it) | 01-1601-0103-001 | 3 Lead Cable | 78353a | Unit | Fast Moving Item | Company Site Office |  | Biomedical | No | 1 | 5 | 375 | 431.25 | Hewlett Packard | Active | 0 | 0
BP0014 | Hoses/ Tubings/ Adaptors/ Couplers/ Connectors/ Pipes | 01-0203-0301-009 | Air Hose 3.5m CRITIKON | Bp8800 | Unit | One Off | Others | Vendor - By Purchase Order | Biomedical | No | 0 | 15 | 62 | 71.3 | Colin | Active | 0 | 0
BP0014 | Hoses/ Tubings/ Adaptors/ Couplers/ Connectors/ Pipes | 01-0203-0302-004 | Tube L Mini | Bp8000 | Unit | One Off | Others | Vendor - By Purchase Order | Biomedical | No | 0 | 20 | 58.4 | 67.16 | Colin | Active | 0 | 0
BP0003 | Bulbs/ Lamps | 01-0305-0101-001 | Bulb, 6.2V0.5A | Clement Clarke | Unit | Just In Time | Centralized |  | Biomedical | No | 0 | 10 | 699 | 803.85 | Clements | Active | 0 | 0
BP0001 | Batteries/ UPS | 01-0503-0102-002 | Rechargeable Battery | 6851k | Unit | Just In Time | Centralized |  | Biomedical | No | 0 | 47 | 163 | 187.45 | Nihon Kohden | Active | 0 | 0
BP0001 | Batteries/ UPS | 01-0401-0201-001 | NIHON KOHDEN TEC-7100K BATTERY | Cardiolife TEC-7100K | Unit | Just In Time | Centralized |  | Biomedical | No | 0 | 14 | 150 | 172.5 | Nihon Kohden | Active | 0 | 3
BP0001 | Batteries/ UPS | 01-0401-0201-004 | Rechargeable Battery Lcs-2912Nk | Cardiolife TEC-7100K | Unit | Just In Time | Centralized |  | Biomedical | No | 0 | 1 | 920 | 1058 | Nihon Kohden | Active | 0 | 11
BP0001 | Batteries/ UPS | 01-0503-0102-022 | Rechargeable Battery 12V 1.9Ah | 6851k | Unit | Just In Time | Centralized |  | Biomedical | No | 0 | 15 | 450 | 517.5 | Nihon Kohden | Active | 0 | 0
BP0001 | Batteries/ UPS | 01-0503-0105-001 | NIHON KOHDEN 2012NK BATTERY | Kics 2012nk | Unit | Just In Time | Centralized |  | Biomedical | No | 0 | 3 | 150 | 172.5 | Nihon Kohden | Active | 0 | 2
BP0001 | Batteries/ UPS | 01-1604-1801-001 | Battery 12V 3700mAH | 2300 Series | Unit | Just In Time | Centralized |  | Biomedical | No | 0 | 2 | 1100 | 1265 | Nihon Kohden | Active | 0 | 0
BP0001 | Batteries/ UPS | 01-0903-0103-010 | Battery Rechargeable W/Connector 7.2V | Infusomat P | Unit | Just In Time | Centralized |  | Biomedical | No | 0 | 20 | 160 | 184 | B.Braun | Active | 0 | 25
BP0001 | Batteries/ UPS | 01-0802-0201-056 | Battery | Hd-Secura | Unit | Just In Time | Centralized |  | Biomedical | No | 0 | 10 | 150 | 172.5 | B.Braun | Active | 0 | 0
BP0001 | Batteries/ UPS | 01-0903-0101-002 | Rechargeable Battery 7.2V 1.8Ah | Dropmat | Unit | Just In Time | Centralized |  | Biomedical | No | 1 | 10 | 159 | 182.85 | B.Braun | Active | 0 | 0
BP0001 | Batteries/ UPS | 01-0903-0104-001 | Battery Ifusomat Bbraun FM | Infusomat Fm | Unit | Just In Time | Centralized |  | Biomedical | No | 0 | 30 | 160 | 184 | B.Braun | Active | 0 | 9
BP0001 | Batteries/ UPS | 01-0903-0205-002 | Rechargeable Battery 9.63V 1.5Ah | Top 5200 | Unit | Just In Time | Centralized |  | Biomedical | No | 0 | 20 | 120 | 138 | Top | Active | 0 | 1
BP0001 | Batteries/ UPS | 01-0903-0201-005 | Rechargeable Battery D84:D8712V 900MahTOP 3100 Battery | Top 3100 | Unit | Just In Time | Centralized |  | Biomedical | No | 0 | 40 | 150 | 172.5 | Top | Active | 0 | 25
BP0001 | Batteries/ UPS | 01-0903-0203-001 | Rechargeable Battery | Top 2200 | Unit | Just In Time | Centralized |  | Biomedical | No | 0 | 1 | 145 | 166.75 | Top | Active | 0 | 0
BP0001 | Batteries/ UPS | 01-1909-0101-005 | RECHARGEABLE BATTERY TOP 5300 12V 700MAH | Top 5100 | Unit | Just In Time | Centralized |  | Biomedical | No | 0 | 11 | 217 | 249.55 | Top | Active | 0 | 49
BP0025 | Sensors/ Detectors | 01-0903-0201-001 | Drop Sensor T31 (88t) | Top 3100 | Unit | Fast Moving Item | Company Site Office |  | Biomedical | No | 1 | 5 | 350 | 402.5 | Top | Active | 0 | 0
BP0001 | Batteries/ UPS | 01-1909-0201-001 | DRAGER OXYLOG 2000 BATTERY | Stc523 | Unit | Just In Time | Centralized |  | Biomedical | No | 0 | 13 | 100 | 115 | Terumo | Active | 0 | 1
BP0001 | Batteries/ UPS | 01-1909-0201-017 | Battery | Stc523 | Unit | Just In Time | Centralized |  | Biomedical | No | 0 | 1 | 150 | 172.5 | Terumo | Active | 0 | 0
BP0005 | Casing/ Covers/ Brackets/ Latches/ Part Holders | 01-0901-0701-003 | Corner Bracket | Amenic | Unit | One Off | Others | Vendor - By Purchase Order | Biomedical | No | 0 | 1 | 380 | 437 | Ameda | Active | 0 | 0
BP0005 | Casing/ Covers/ Brackets/ Latches/ Part Holders | 01-0901-0201-013 | Corner Bracket | Amelette | Unit | One Off | Others | Vendor - By Purchase Order | Biomedical | No | 0 | 55 | 46 | 52.9 | Ameda | Active | 0 | 23
BP0014 | Hoses/ Tubings/ Adaptors/ Couplers/ Connectors/ Pipes | 01-0901-0202-001 | AMEDA Tube Grommet | T1500 | Unit | One Off | Others | Vendor - By Purchase Order | Biomedical | No | 0 | 4 | 90 | 103.5 | Ameda | Active | 0 | 4
BP0025 | Sensors/ Detectors | 01-0903-0101-009 | Drop Sensor Complete Infusomat | Dropmat | Unit | Fast Moving Item | Company Site Office |  | Biomedical | No | 1 | 10 | 390 | 448.5 | B.Braun | Active | 0 | 0
BP0025 | Sensors/ Detectors | 01-0903-0103-003 | Infusomat, Drop Sensor Complete | Infusomat | Unit | Fast Moving Item | Company Site Office |  | Biomedical | No | 1 | 10 | 380 | 437 | B.Braun | Active | 0 | 4
BP0025 | Sensors/ Detectors | 01-0903-0102-010 | B.BRAUN Drop Sensor Complete 34502629 | 871504/1 | Unit | Fast Moving Item | Company Site Office |  | Biomedical | No | 1 | 12 | 377 | 433.55 | B.Braun | Active | 0 | 8
BP0013 | Heater Elements | 01-0803-0102-015 | Element Replacement Kit | Mr700/730 | Unit | One Off | Others | Vendor - By Purchase Order | Biomedical | No | 0 | 1 | 132 | 151.8 | Fisher & Paykel | Active | 0 | 0
BP0013 | Heater Elements | 01-0803-0102-001 | Heater Wire | Mr700/730 | Unit | Fast Moving Item | Company Site Office |  | Biomedical | No | 1 | 3 | 400 | 460 | Fisher & Paykel | Active | 0 | 0
BP0026 | Solenoids/ Valves/ Gauges | 01-0802-0503-013 | Solenoid Valve - Dual Port | 4008s | Unit | Fast Moving Item | Company Site Office |  | Biomedical | No | 1 | 10 | 179 | 205.85 | Fresenius | Active | 0 | 4
BP0026 | Solenoids/ Valves/ Gauges | 01-0802-0503-029 | Fresenius 4008S Pressure reducing valve | 4008s | Unit | Fast Moving Item | Company Site Office |  | Biomedical | No | 1 | 4 | 348.11 | 400.33 | Fresenius | Active | 0 | 1
BP0012 | Filters | 01-0901-0304-003 | AIR SHIELD FILTER PACK OF 4 C400 & 450 | C400 & 450 | Unit | Fast Moving Item | Company Site Office |  | Biomedical | No | 1 | 100 | 46.85 | 53.88 | Air Shields | Active | 0 | 21
BP0012 | Filters | 01-0901-0302-003 | Air Filter (Pack Of 4) | C100 | Unit | Fast Moving Item | Company Site Office |  | Biomedical | No | 10 | 200 | 225 | 258.75 | Air Shields | Active | 0 | 0
BP0012 | Filters | 01-0901-0302-027 | Bacterial Filter | C100 | Unit | Just In Time | Centralized |  | Biomedical | No | 0 | 1 | 248 | 285.2 | Air Shields | Active | 0 | 0
BP0003 | Bulbs/ Lamps | 01-2602-0200-015 | BULB HALOGEN 12V 50V (LEICA) | HS-100 | Unit | Fast Moving Item | Company Site Office |  | Biomedical | No | 1 | 10 | 320 | 368 | Leica | Active | 0 | 3
BP0003 | Bulbs/ Lamps | 01-1305-0101-001 | Halogen Bulb 12V 50W | M690 | Unit | Fast Moving Item | Company Site Office |  | Biomedical | No | 1 | 10 | 290 | 333.5 | Leica | Active | 0 | 0
BP0003 | Bulbs/ Lamps | 01-1301-0604-001 | BULB OSRAM 64261 12V 30W | Dmls | Unit | Fast Moving Item | Company Site Office |  | Biomedical | No | 1 | 50 | 60 | 69 | Leica | Active | 0 | 17
BP0009 | Electrodes | 01-0504-0101-004 | Potassium Electrode | M614 | Unit | Just In Time | Centralized |  | Biomedical | Yes | 0 | 2 | 721.6 | 829.84 | Chiron | Active | 3 | 0
BP0009 | Electrodes | 01-0504-0101-013 | Electrode,Refill Cassette | M614 | Unit | Just In Time | Centralized |  | Biomedical | Yes | 0 | 1 | 1306 | 1501.9 | Chiron | Active | 3 | 0
BP0009 | Electrodes | 01-0202-0101-001 | Electrode,Po2 | M238 | Unit | Just In Time | Centralized |  | Biomedical | Yes | 0 | 3 | 1724 | 1982.6 | Chiron | Active | 3 | 0
BP0009 | Electrodes | 01-0202-0101-003 | Electrode,Ph | M238 | Unit | Just In Time | Centralized |  | Biomedical | Yes | 0 | 3 | 600 | 690 | Chiron | Active | 3 | 0
BP0003 | Bulbs/ Lamps | 01-1301-0000-007 | BULB OLYMPUS 6V,10WGE (AX2017) | Chz Series | Unit | Fast Moving Item | Company Site Office |  | Biomedical | No | 1 | 27 | 40 | 46 | Olympus | Active | 0 | 11
BP0003 | Bulbs/ Lamps | 01-1301-0101-001 | Bulb 6V 20W | Olympus | Unit | Fast Moving Item | Company Site Office |  | Biomedical | No | 1 | 86 | 35 | 40.25 | Olympus | Active | 0 | 46
BP0003 | Bulbs/ Lamps | 01-1301-0102-013 | Bulb 6V 30W (Olympus) | Ch Series 7 Bh Series | Unit | Fast Moving Item | Company Site Office |  | Biomedical | No | 1 | 100 | 35 | 40.25 | Olympus | Active | 0 | 0
BP0001 | Batteries/ UPS | 01-2300-0201-002 | Battery AAA (Alkaline) | Common | Unit | Fast Moving Item | Company Site Office |  | Biomedical | No | 20 | 1000 | 1.6 | 1.84 | Energizer | Active | 0 | 1
BP0001 | Batteries/ UPS | 01-2300-0201-003 | Battery C (Alkaline) | Common | Unit | Fast Moving Item | Company Site Office |  | Biomedical | No | 10 | 600 | 3.7 | 4.26 | Energizer | Active | 0 | 175
BP0001 | Batteries/ UPS | 01-2300-0201-004 | Battery D (Alkaline) | Common | Unit | Fast Moving Item | Company Site Office |  | Biomedical | No | 10 | 400 | 4.1 | 4.72 | Energizer | Active | 0 | 49
BP0001 | Batteries/ UPS | 01-2300-0201-005 | Battery 9V (Alkaline) | Common | Unit | Fast Moving Item | Company Site Office |  | Biomedical | No | 10 | 200 | 6.25 | 7.19 | Energizer | Active | 0 | 26
BP0001 | Batteries/ UPS | 01-0203-0101-002 | CRITIKON 8100 Battery | 8101 | Unit | Just In Time | Centralized |  | Biomedical | No | 0 | 1 | 120 | 138 | Critikon | Active | 0 | 4
BP0001 | Batteries/ UPS | 01-0203-0104-003 | Battery 6V | Dinamap Procare 300 | Unit | Just In Time | Centralized |  | Biomedical | No | 0 | 10 | 80 | 92 | Critikon | Active | 0 | 0
BP0001 | Batteries/ UPS | 01-0203-0403-001 | Rechargeable Battery 6V | Spot Vital | Unit | Just In Time | Centralized |  | Biomedical | No | 0 | 10 | 80 | 92 | Welch Allyn | Active | 0 | 0
BP0001 | Batteries/ UPS | 01-1201-0101-008 | Battery Rech. 3.6V 1.8Ah | 6-Series | Unit | Just In Time | Centralized |  | Biomedical | No | 0 | 5 | 580 | 667 | Welch Allyn | Active | 0 | 1
BP0001 | Batteries/ UPS | 01-1502-0101-011 | Rechargeable Battery 3.5V | Welch Allyn | Unit | Just In Time | Centralized |  | Biomedical | No | 0 | 10 | 235 | 270.25 | Welch Allyn | Active | 0 | 0
BP0003 | Bulbs/ Lamps | 01-2404-0101-004 | Halogen Bulb 12V 100W 6834 FO | Polydoros | Unit | Fast Moving Item | Company Site Office |  | Biomedical | No | 1 | 101 | 30 | 34.5 | Siemens | Active | 0 | 12
BP0003 | Bulbs/ Lamps | 01-2406-0301-001 | Bulb,Collimator,12v 100w (Philips 64625) 50Hr | Mobilett B | Unit | Fast Moving Item | Company Site Office |  | Biomedical | No | 1 | 20 | 7.8 | 8.97 | Siemens | Active | 0 | 14
BP0014 | Hoses/ Tubings/ Adaptors/ Couplers/ Connectors/ Pipes | 01-0202-0102-006 | Sample & Reagent Tube Kit | M248 | Unit | Just In Time | Centralized |  | Biomedical | No | 0 | 2 | 940 | 1081 | Chiron | Active | 0 | 0
BP0014 | Hoses/ Tubings/ Adaptors/ Couplers/ Connectors/ Pipes | 01-0202-0102-011 | Pre-Heater Tubing Kit | M248 | Unit | Just In Time | Centralized |  | Biomedical | No | 0 | 10 | 800 | 920 | Chiron | Active | 0 | 0
BP0025 | Sensors/ Detectors | 01-1603-0401-020 | OXIBAND ADULT / NEONATAL SENSOR | Npb 190 | Unit | Fast Moving Item | Company Site Office |  | Biomedical | No | 1 | 5 | 500 | 575 | Nellcor | Active | 0 | 1
BP0025 | Sensors/ Detectors | 01-1603-0201-002 | Oxi-Clip Finger Sensor | 4500 | Unit | One Off | Others | Vendor - By Purchase Order | Biomedical | No | 0 | 1 | 1520 | 1748 | Invivo | Active | 0 | 0
BP0025 | Sensors/ Detectors | 01-1603-2201-006 | GRASEBY SOLARIS SPO2 FINGER SENSOR ADULT | 340 | Unit | Fast Moving Item | Company Site Office |  | Biomedical | No | 1 | 3 | 600 | 690 | Palco Lab | Active | 0 | 2
BP0004 | Cables/ Lead Wires (or any part of it) | 01-1601-0701-013 | Ecg 5 Lead , Grabber Set Iec | Sc6000 | Unit | Fast Moving Item | Company Site Office |  | Biomedical | No | 1 | 10 | 350 | 402.5 | Siemens | Active | 0 | 0
BP0004 | Cables/ Lead Wires (or any part of it) | 01-1601-0702-002 | DATEX OHMEDA 3 LEAD WIRE | Sg9000 | Unit | Fast Moving Item | Company Site Office |  | Biomedical | No | 1 | 10 | 337 | 387.55 | Siemens | Active | 0 | 3
BP0004 | Cables/ Lead Wires (or any part of it) | 01-1601-0703-002 | 3 LEAD WIRE | Sc7000 | Unit | Fast Moving Item | Company Site Office |  | Biomedical | No | 1 | 10 | 610 | 701.5 | Siemens | Active | 0 | 0
BP0004 | Cables/ Lead Wires (or any part of it) | 01-1604-0901-001 | Spo2 Extension Cable | Sc7000 | Unit | Fast Moving Item | Company Site Office |  | Biomedical | No | 1 | 25 | 800 | 920 | Siemens | Active | 0 | 0
BP0004 | Cables/ Lead Wires (or any part of it) | 01-1603-0101-001 | NELLCOR SPO2 Extension Cable Sensor DEC-8 | N-185 | Unit | Fast Moving Item | Company Site Office |  | Biomedical | No | 1 | 40 | 138 | 158.7 | Nellcor | Active | 0 | 6
BP0004 | Cables/ Lead Wires (or any part of it) | 01-1603-0104-001 | Extension Cable Symphony | N3000 | Unit | Fast Moving Item | Company Site Office |  | Biomedical | No | 1 | 11 | 740 | 851 | Nellcor | Active | 0 | 0
BP0004 | Cables/ Lead Wires (or any part of it) | 01-1603-0104-007 | NELLCOR SPO2 Extension Cable Original DOC 10 | N3000 | Unit | Fast Moving Item | Company Site Office |  | Biomedical | No | 1 | 20 | 138 | 158.7 | Nellcor | Active | 0 | 4
BP0025 | Sensors/ Detectors | 01-1603-0104-003 | NELLCOR SPO2 FINGER SENSOR Pediatric Spot-Check, Dura-Y Sensor | N3000 | Unit | Fast Moving Item | Company Site Office |  | Biomedical | No | 1 | 16 | 500 | 575 | Nellcor | Active | 0 | 1
BP0025 | Sensors/ Detectors | 01-1603-0102-001 | NELLCOR SPO2 FINGER CLIP SPO2 SENSOR DS100A | N-190 | Unit | Fast Moving Item | Company Site Office |  | Biomedical | No | 1 | 50 | 210 | 241.5 | Nellcor | Active | 0 | 44
BP0025 | Sensors/ Detectors | 01-1603-0103-002 | Dura-Y Multi Site Sensor | N-195 | Unit | Fast Moving Item | Company Site Office |  | Biomedical | No | 1 | 10 | 630 | 724.5 | Nellcor | Active | 0 | 0
BP0025 | Sensors/ Detectors | 01-1603-0103-006 | Oxygen Sensor Adult/Neonatal Oxiband | N-195 | Unit | Fast Moving Item | Company Site Office |  | Biomedical | No | 1 | 5 | 500 | 575 | Nellcor | Active | 0 | 0
BP0003 | Bulbs/ Lamps | 01-1201-0101-004 | Bulb WELCH ALLYN 08500 | 6-Series | Unit | Fast Moving Item | Company Site Office |  | Biomedical | No | 1 | 20 | 55 | 63.25 | Welch Allyn | Active | 0 | 3
BP0003 | Bulbs/ Lamps | 01-1502-0101-001 | Bulb | Welch Allyn | Unit | Fast Moving Item | Company Site Office |  | Biomedical | No | 1 | 3 | 250 | 287.5 | Welch Allyn | Active | 0 | 0
BP0003 | Bulbs/ Lamps | 01-1502-0101-003 | Bulb WELCH ALLYN 03000 | Welch Allyn | Unit | Fast Moving Item | Company Site Office |  | Biomedical | No | 1 | 20 | 55 | 63.25 | Welch Allyn | Active | 0 | 8
BP0003 | Bulbs/ Lamps | 01-1502-0101-004 | Bulb WELCH ALLYN 03400 | Welch Allyn | Unit | Fast Moving Item | Company Site Office |  | Biomedical | No | 1 | 50 | 52 | 59.8 | Welch Allyn | Active | 0 | 15
BP0003 | Bulbs/ Lamps | 01-1502-0101-009 | Bulb WELCH ALLYN 04400 | Welch Allyn | Unit | Fast Moving Item | Company Site Office |  | Biomedical | No | 1 | 14 | 55 | 63.25 | Welch Allyn | Active | 0 | 1
BP0003 | Bulbs/ Lamps | 01-1203-0301-001 | Lamp For Mfi/Vdx | Udx-300 | Unit | Fast Moving Item | Company Site Office |  | Biomedical | No | 1 | 2 | 255 | 293.25 | Welch Allyn | Active | 0 | 0
BP0003 | Bulbs/ Lamps | 01-1505-0101-002 | Bulb Halogen 22.8V 50W | Hanaulux | Unit | Fast Moving Item | Company Site Office |  | Biomedical | No | 1 | 10 | 65 | 74.75 | Heraeus | Active | 0 | 0
BP0003 | Bulbs/ Lamps | 01-1505-0101-004 | BULB HANAULUX BLUE 22.8V 90W 130/90 NR.56053198 (HERAEUS) | Blue 130/90 | Unit | Fast Moving Item | Company Site Office |  | Biomedical | No | 1 | 81 | 200 | 230 | Hanaulux | Active | 0 | 8
BP0003 | Bulbs/ Lamps | 01-1301-0603-001 | BULB PHILIPS 409843 TYPE 6550 15V 150W 409843 | Mel 61 | Unit | Fast Moving Item | Company Site Office |  | Biomedical | No | 1 | 10 | 27 | 31.05 |  | Active | 0 | 1
BP0014 | Hoses/ Tubings/ Adaptors/ Couplers/ Connectors/ Pipes | 01-1601-0503-010 | Oxytip Interconnect/Universal | S/5 Ccm | Unit | Fast Moving Item | Company Site Office |  | Biomedical | No | 1 | 23 | 10 | 11.5 |  | Active | 0 | 0
BP0001 | Batteries/ UPS | 01-0901-0304-008 | Rechargeable Battery 8.4V 300Ah | C400 & 450 | Unit | One Off | Others | Vendor - By Purchase Order | Biomedical | No | 0 | 5 | 280 | 322 |  | Active | 0 | 0
BP0001 | Batteries/ UPS | 01-1603-1401-001 | AIR SHIELD C100 Rechargeable Battery 6V 2.5Ah | S/5 Ccm | Unit | Just In Time | Centralized |  | Biomedical | No | 0 | 10 | 80 | 92 |  | Active | 0 | 5
BP0001 | Batteries/ UPS | 01-1603-1403-002 | Battery 12V | Biox 3740 | Unit | Just In Time | Centralized |  | Biomedical | No | 0 | 3 | 300 | 345 |  | Active | 0 | 0
BP0001 | Batteries/ UPS | 01-1601-0201-039 | Rechargeable Battery 12V | 90385 | Unit | Just In Time | Centralized |  | Biomedical | No | 0 | 1 | 120 | 138 |  | Active | 0 | 0
BP0014 | Hoses/ Tubings/ Adaptors/ Couplers/ Connectors/ Pipes | 01-1907-0101-003 | ESHMAN TAPERED CONNECTOR | Suc 84100 | Unit | One Off | Others | Vendor - By Purchase Order | Biomedical | No | 0 | 1 | 7.5 | 8.63 |  | Active | 0 | 7
BP0004 | Cables/ Lead Wires (or any part of it) | 01-1604-1401-001 | 300 Series 3 Lead Trunk Cable 3M/10' | S/5 Compact | Unit | Fast Moving Item | Company Site Office |  | Biomedical | No | 1 | 5 | 500 | 575 |  | Active | 0 | 0
BP0004 | Cables/ Lead Wires (or any part of it) | 01-1601-0503-013 | DATEX OHMEDA Spo2 Extension Cable (OXY-OL3) | S/5 Ccm | Unit | Fast Moving Item | Company Site Office |  | Biomedical | No | 1 | 15 | 150 | 172.5 |  | Active | 0 | 3
BP0004 | Cables/ Lead Wires (or any part of it) | 01-1602-0503-003 | ECG Trunk Cable | S/5 Ccm | Unit | One Off | Others | Vendor - By Purchase Order | Biomedical | No | 0 | 4 | 190 | 218.5 |  | Active | 0 | 0
BP0004 | Cables/ Lead Wires (or any part of it) | 01-1601-0503-007 | Oxytip Interconnect Cable | S/5 Ccm | Unit | Fast Moving Item | Company Site Office |  | Biomedical | No | 1 | 20 | 800 | 920 |  | Active | 0 | 0
BP0004 | Cables/ Lead Wires (or any part of it) | 01-1603-0402-004 | SPO2 Extension Cable | S/5 | Unit | Fast Moving Item | Company Site Office |  | Biomedical | No | 1 | 27 | 135 | 155.25 |  | Active | 0 | 0
BP0004 | Cables/ Lead Wires (or any part of it) | 01-1603-1405-002 | EXTENSION CABLE TS-M3 | Trusat | Unit | Fast Moving Item | Company Site Office |  | Biomedical | No | 1 | 14 | 290 | 333.5 |  | Active | 0 | 0
BP0004 | Cables/ Lead Wires (or any part of it) | 01-1604-1401-003 | EXTENSION CABLE TS-N3 | S/5 | Unit | Fast Moving Item | Company Site Office |  | Biomedical | No | 1 | 10 | 352 | 404.8 |  | Active | 0 | 2
BP0004 | Cables/ Lead Wires (or any part of it) | 01-1601-0201-004 | NOVAMETRIX SPO2 CABLE ADAPTOR NOR | 90385 | Unit | Fast Moving Item | Company Site Office |  | Biomedical | No | 1 | 11 | 360 | 414 |  | Active | 0 | 5
BP0004 | Cables/ Lead Wires (or any part of it) | 01-1601-0201-009 | 3 Lead Wire Set | 90385 | Unit | Fast Moving Item | Company Site Office |  | Biomedical | No | 1 | 15 | 190 | 218.5 |  | Active | 0 | 0
BP0004 | Cables/ Lead Wires (or any part of it) | 01-1601-0201-010 | SPACELAB 3 Lead Ecg Trunk Cable | 90385 | Unit | Fast Moving Item | Company Site Office |  | Biomedical | No | 1 | 11 | 345 | 396.75 |  | Active | 0 | 3
BP0004 | Cables/ Lead Wires (or any part of it) | 01-1601-0201-012 | 3 Lead Ecg Shilded Patient Cable For Pcms Only | 90385 | Unit | Fast Moving Item | Company Site Office |  | Biomedical | No | 1 | 15 | 90 | 103.5 |  | Active | 0 | 0
BP0004 | Cables/ Lead Wires (or any part of it) | 01-1601-0201-013 | 5 Lead Ecg Shilded Patient Cable For 90600/90700 | 90385 | Unit | Fast Moving Item | Company Site Office |  | Biomedical | No | 1 | 3 | 300 | 345 |  | Active | 0 | 0
BP0004 | Cables/ Lead Wires (or any part of it) | 01-1601-0501-003 | Ecg Cable | As/3 | Unit | Fast Moving Item | Company Site Office |  | Biomedical | No | 1 | 5 | 300 | 345 |  | Active | 0 | 0
BP0004 | Cables/ Lead Wires (or any part of it) | 01-1603-0401-027 | SPO2 Extension Cable | S/5 | Unit | Fast Moving Item | Company Site Office |  | Biomedical | No | 1 | 10 | 180 | 207 |  | Active | 0 | 0
BP0025 | Sensors/ Detectors | 01-2202-0000-003 | Oxygen Sensor C-1 | 7200 | Unit | Fast Moving Item | Company Site Office |  | Biomedical | Yes | 1 | 10 | 145 | 166.75 |  | Active | 6 | 0
BP0025 | Sensors/ Detectors | 01-2202-0101-005 | Flow Sensor Q2 W/Eprom | 7200 | Unit | Fast Moving Item | Company Site Office |  | Biomedical | No | 1 | 10 | 3750 | 4312.5 |  | Active | 0 | 1
BP0025 | Sensors/ Detectors | 01-2202-0101-006 | Exhalation Sensor (Q3/T3) | 7200 | Unit | Fast Moving Item | Company Site Office |  | Biomedical | No | 1 | 2 | 3400 | 3910 |  | Active | 0 | 0
BP0025 | Sensors/ Detectors | 01-2202-1501-002 | DATEX OHMEDA FLOW SENSOR 1503-3856-000 (PENDEK) | Aestiva 5 | Unit | Fast Moving Item | Company Site Office |  | Biomedical | No | 1 | 15 | 388 | 446.2 |  | Active | 0 | 7
BP0025 | Sensors/ Detectors | 01-1601-0503-001 | Skin Temperature Probe | S/5 Ccm | Unit | Fast Moving Item | Company Site Office |  | Biomedical | No | 1 | 15 | 321 | 369.15 |  | Active | 0 | 0
BP0025 | Sensors/ Detectors | 01-1601-0503-004 | Oxytip Finger Sensor | S/5 Ccm | Unit | Fast Moving Item | Company Site Office |  | Biomedical | No | 1 | 22 | 315 | 362.25 |  | Active | 0 | 0
BP0025 | Sensors/ Detectors | 01-1601-0503-011 | Spo2 Finger Sensor | S/5 Ccm | Unit | Fast Moving Item | Company Site Office |  | Biomedical | No | 1 | 10 | 645 | 741.75 |  | Active | 0 | 0
BP0022 | Power Supply Unit (PCB or Module)/ Transfomer | 01-0901-0302-020 | Retrokit Power | C100 | Unit | One Off | Others | Vendor - By Purchase Order | Biomedical | No | 0 | 1 | 520 | 598 |  | Active | 0 | 0
BP0022 | Power Supply Unit (PCB or Module)/ Transfomer | 01-0803-0103-002 | Power PCB Assembly | 900mr | Unit | One Off | Others | Vendor - By Purchase Order | Biomedical | No | 0 | 5 | 1267 | 1457.05 |  | Active | 0 | 0
BP0025 | Sensors/ Detectors | 01-1603-1402-002 | Spo2 Reusable Finger Sensor Oxy-F4-H | 3800 | Unit | Just In Time | Centralized |  | Biomedical | No | 0 | 1 | 1250 | 1437.5 |  | Active | 0 | 0
BP0023 | PPM/ Service/Maintenance/ Repair Kits | 01-1601-0502-008 | PM KIT As/5 | S/5 | Unit | Fast Moving Item | Company Site Office |  | Biomedical | No | 1 | 18 | 1000 | 1150 |  | Active | 0 | 0
BP0024 | Printed Circuit Boards (PCB; Other than Power Supply) | 01-0901-0302-021 | Display Board Pcb | C100 | Unit | One Off | Others | Vendor - By Purchase Order | Biomedical | No | 0 | 1 | 1000 | 1150 |  | Active | 0 | 0
BP0024 | Printed Circuit Boards (PCB; Other than Power Supply) | 01-0803-0103-001 | Control PCB Assembly | 900mr066 | Unit | One Off | Others | Vendor - By Purchase Order | Biomedical | No | 0 | 5 | 1267 | 1457.05 |  | Active | 0 | 0
BP0018 | Motors/ Micromotors/ Carbon brushes | 01-0901-0306-001 | Fan Motor | Ti-100 | Unit | One Off | Others | Vendor - By Purchase Order | Biomedical | No | 0 | 3 | 1800 | 2070 |  | Active | 0 | 0
BP0025 | Sensors/ Detectors | 01-1601-0201-003 | NOVAMETRIX SPO2 PROBE FINGER ADULT | 90385 | Unit | Fast Moving Item | Company Site Office |  | Biomedical | No | 1 | 11 | 950 | 1092.5 |  | Active | 0 | 0
BP0011 | Equipment Specific Parts | 01-1907-0101-001 | Suction Jar Shatterproof Plastic | Suc 84100 | Unit | One Off | Others | Vendor - By Purchase Order | Biomedical | No | 0 | 1 | 1350 | 1552.5 |  | Active | 0 | 0
BP0011 | Equipment Specific Parts | 01-1907-0102-006 | CLEMENT Sp BLUE Inlet Nipple | 82620 | Unit | One Off | Others | Vendor - By Purchase Order | Biomedical | No | 0 | 30 | 35 | 40.25 |  | Active | 0 | 3
BP0028 | Transducers/ Probes | 01-1601-0201-041 | Bd'S Pressure Tranducer P23Xl-1 | 90385 | Unit | One Off | Others | Vendor - By Purchase Order | Biomedical | No | 0 | 5 | 3750 | 4312.5 |  | Active | 0 | 0
BP0028 | Transducers/ Probes | 01-1601-0201-033 | ARGON (BD) Pressure Transducer P23xl | 90385 | Unit | Just In Time | Centralized |  | Biomedical | No | 0 | 7 | 1500 | 1725 |  | Active | 0 | 1
BP0005 | Casing/ Covers/ Brackets/ Latches/ Part Holders | 01-1907-0101-002 | ESHMAN SPARE LID FOR RECEIVED JAR | Suc 84100 | Unit | One Off | Others | Vendor - By Purchase Order | Biomedical | No | 0 | 1 | 480 | 552 |  | Active | 0 | 0
BP0025 | Sensors/ Detectors | 01-0901-0101-001 | DYNAL Skin Temp Probe | V850 | Unit | Fast Moving Item | Company Site Office |  | Biomedical | No | 1 | 10 | 300 | 345 | ATOM | Active | 0 | 0
BP0025 | Sensors/ Detectors | 01-1601-1301-006 | PHILIPS SPO2 FINGER SENSOR CHILE M1193A | V24 | Unit | Fast Moving Item | Company Site Office |  | Biomedical | No | 1 | 10 | 650 | 747.5 | AGILENT | Active | 0 | 2
BP0004 | Cables/ Lead Wires (or any part of it) | 01-1601-1301-003 | 8-12 Pin Spo2 Sensor Adaptor Cable | V24 | Unit | Fast Moving Item | Company Site Office |  | Biomedical | No | 1 | 10 | 250 | 287.5 | AGILENT | Active | 0 | 0
BP0004 | Cables/ Lead Wires (or any part of it) | 01-1601-1301-004 | 3-Lead Ecg Patient Trunk Cable Aam | V24 | Unit | Fast Moving Item | Company Site Office |  | Biomedical | No | 1 | 3 | 390 | 448.5 | AGILENT | Active | 0 | 0
BP0004 | Cables/ Lead Wires (or any part of it) | 01-1601-1301-005 | PHILIPS 3 LEAD ECG MINI CLIP M1608 | V24 | Unit | Fast Moving Item | Company Site Office |  | Biomedical | No | 1 | 3 | 208 | 239.2 | AGILENT | Active | 0 | 1
BP0006 | Cuffs | 01-2002-0101-001 | Cuff Cylindrical 18 Ats | Ats 1500/2000 | Unit | Fast Moving Item | Company Site Office |  | Biomedical | No | 1 | 10 | 460 | 529 | Zimmer | Active | 0 | 2
BP0006 | Cuffs | 01-2002-0101-006 | Cuff Cylindrical 30 Ats | Ats 1500/2000 | Unit | Fast Moving Item | Company Site Office |  | Biomedical | No | 1 | 10 | 460 | 529 | Zimmer | Active | 0 | 3
BP0023 | PPM/ Service/Maintenance/ Repair Kits | 01-2202-0302-015 | Maintenance Kit 3000H | Sv300 | Unit | Fast Moving Item | Company Site Office |  | Biomedical | No | 1 | 7 | 1163 | 1337.45 | SIEMENS | Active | 0 | 0
BP0023 | PPM/ Service/Maintenance/ Repair Kits | 01-2202-0303-007 | Maintenance Kit 5000H | Sv300 | Unit | Fast Moving Item | Company Site Office |  | Biomedical | No | 1 | 7 | 990 | 1138.5 | SIEMENS | Active | 0 | 0
BP0024 | Printed Circuit Boards (PCB; Other than Power Supply) | 01-2202-0302-019 | Air Module | Sv300 | Unit | Just In Time | Centralized |  | Biomedical | No | 0 | 2 | 10500 | 12075 | SIEMENS | Active | 0 | 0
BP0014 | Hoses/ Tubings/ Adaptors/ Couplers/ Connectors/ Pipes | 01-2202-0401-007 | CONNECTOR SPRILOG SENSOR | Evita | Unit | Fast Moving Item | Company Site Office |  | Biomedical | No | 1 | 10 | 104.38 | 120.04 | Draeger | Active | 0 | 13
BP0006 | Cuffs | 01-0203-0102-001 | Adult Cuff | 9300xl | Unit | Fast Moving Item | Company Site Office |  | Biomedical | No | 1 | 10 | 79 | 90.85 | CRITIKON | Active | 0 | 0
BP0006 | Cuffs | 01-0203-0103-001 | Small Adult Cuff | 1846sx/Bp8800 | Unit | Fast Moving Item | Company Site Office |  | Biomedical | No | 1 | 10 | 166.9 | 191.94 | CRITIKON | Active | 0 | 0
BP0006 | Cuffs | 01-0203-0103-002 | Child Cuff | 1846sx | Unit | Fast Moving Item | Company Site Office |  | Biomedical | No | 1 | 10 | 54 | 62.1 | CRITIKON | Active | 0 | 3
BP0019 | O-Rings/ Belts/ Seals/ Gaskets/ Washers | 01-2202-0801-007 | O-Ring | Ref-Vent 100-V | Unit | Fast Moving Item | Company Site Office |  | Biomedical | No | 1 | 10 | 11 | 12.65 | Ulco | Active | 0 | 2
BP0019 | O-Rings/ Belts/ Seals/ Gaskets/ Washers | 01-0101-0101-013 | Seal/Bodok | Elite 615 | Unit | Fast Moving Item | Company Site Office |  | Biomedical | No | 10 | 210 | 8 | 9.2 | Ulco | Active | 0 | 2
BP0011 | Equipment Specific Parts | 01-0101-0101-036 | MK4 STAINLESS STELL MEDICAL AIR | Elite 615 | Unit | One Off | Others | Vendor - By Purchase Order | Biomedical | No | 0 | 40 | 65 | 74.75 | Ulco | Active | 0 | 23
BP0011 | Equipment Specific Parts | 01-0104-0101-005 | Silencer | Ev500 | Unit | One Off | Others | Vendor - By Purchase Order | Biomedical | No | 0 | 3 | 2.4 | 2.76 | Ulco | Active | 0 | 0
BP0011 | Equipment Specific Parts | 01-0101-0101-032 | 1/2 Clip | Elite 615 | Unit | One Off | Others | Vendor - By Purchase Order | Biomedical | No | 0 | 50 | 1.1 | 1.27 | Ulco | Active | 0 | 0
BP0011 | Equipment Specific Parts | 01-0101-0101-033 | 9/16 Clip | Elite 615 | Unit | One Off | Others | Vendor - By Purchase Order | Biomedical | No | 0 | 50 | 1.3 | 1.5 | Ulco | Active | 0 | 0
BP0005 | Casing/ Covers/ Brackets/ Latches/ Part Holders | 01-0203-0301-007 | COLIN BP 8800 Front Case | Bp8800 | Unit | One Off | Others | Vendor - By Purchase Order | Biomedical | No | 0 | 2 | 733 | 842.95 | Colin | Active | 0 | 1
BP0011 | Equipment Specific Parts | 01-0203-0302-005 | COLIN Luer Lock Fitting | Bp8000 | Unit | One Off | Others | Vendor - By Purchase Order | Biomedical | No | 0 | 32 | 59.7 | 68.66 | Colin | Active | 0 | 14
BP0006 | Cuffs | 01-1903-0101-003 | Cuff Complete Adult | Accoson | Unit | Fast Moving Item | Company Site Office |  | Biomedical | No | 10 | 200 | 12.5 | 14.38 | ACCOSON | Active | 0 | 0
BP0006 | Cuffs | 01-1903-0101-005 | Cuff Complete Pead ACCOSON | Accoson | Unit | Fast Moving Item | Company Site Office |  | Biomedical | No | 1 | 10 | 10 | 11.5 | ACCOSON | Active | 0 | 3
BP0006 | Cuffs | 01-1903-0101-019 | Bp Cuff Bandage Adult Acoson | Accoson | Unit | Fast Moving Item | Company Site Office |  | Biomedical | No | 1 | 20 | 10 | 11.5 | ACCOSON | Active | 0 | 0
BP0024 | Printed Circuit Boards (PCB; Other than Power Supply) | 01-1909-0305-001 | E Module | Perfusor Compact S | Unit | One Off | Others | Vendor - By Purchase Order | Biomedical | No | 0 | 1 | 950 | 1092.5 | B.BRAUN | Active | 0 | 0
BP0024 | Printed Circuit Boards (PCB; Other than Power Supply) | 01-0903-0105-001 | N MODULE (220-240V) B BRAUN 34506683 | Perfusor Compact | Unit | One Off | Others | Vendor - By Purchase Order | Biomedical | No | 0 | 5 | 400 | 460 | B.BRAUN | Active | 0 | 2
BP0015 | Keyboards/ Keypads/ Remotes | 01-0903-0104-006 | Foil Keyboard BBRAUN | Infusomat Fm | Unit | One Off | Others | Vendor - By Purchase Order | Biomedical | No | 0 | 10 | 200 | 230 | B.BRAUN | Active | 0 | 1
BP0001 | Batteries/ UPS | 01-0901-0105-001 | RECHARGEABLE BATTERY ATOM 12V | V-850/80 | Unit | Just In Time | Centralized |  | Biomedical | No | 0 | 10 | 475 | 546.25 | Atom | Active | 0 | 0
BP0003 | Bulbs/ Lamps | 01-1602-0101-002 | MEDELA LAMP BODY MADELA | Medela | Unit | One Off | Others | Vendor - By Purchase Order | Biomedical | No | 0 | 10 | 1495 | 1719.25 | MEDELA | Active | 0 | 3
BP0003 | Bulbs/ Lamps | 01-1602-0101-004 | MEDELA Lamp Grid MADELA | 38 | Unit | One Off | Others | Vendor - By Purchase Order | Biomedical | No | 0 | 10 | 685 | 787.75 | MEDELA | Active | 0 | 6
BP0003 | Bulbs/ Lamps | 01-1602-0201-002 | PHOTHOTHERAPY LAMP PHOTOTHERAPY TL20/52 | Atom/Philips | Unit | Fast Moving Item | Company Site Office |  | Biomedical | No | 10 | 200 | 21 | 24.15 | ATOM/philips | Active | 0 | 54
BP0003 | Bulbs/ Lamps | 01-1602-0201-003 | PHOTOTHERAPY LAMP TLD 30/03 | Atom/Philips | Unit | Fast Moving Item | Company Site Office |  | Biomedical | No | 1 | 10 | 26 | 29.9 | ATOM/philips | Active | 0 | 250
BP0003 | Bulbs/ Lamps | 01-1602-0201-007 | PHOTOTHERAPY LAMP 40/03 | Atom/Philips | Unit | Fast Moving Item | Company Site Office |  | Biomedical | No | 10 | 200 | 31 | 35.65 | ATOM/philips | Active | 0 | 25
BP0025 | Sensors/ Detectors | 01-1603-0401-008 | Po Finger Clip Sensor | 3740 | Unit | One Off | Others | Vendor - By Purchase Order | Biomedical | No | 0 | 15 | 323 | 371.45 | OHMEDA | Active | 0 | 0
BP0025 | Sensors/ Detectors | 01-1603-0401-009 | Po Ohmeda Flex 11 Sensor | 3740 | Unit | One Off | Others | Vendor - By Purchase Order | Biomedical | No | 0 | 1 | 300 | 345 | OHMEDA | Active | 0 | 0
BP0025 | Sensors/ Detectors | 01-1603-0401-010 | Ear Clip Sensor | 3740 | Unit | One Off | Others | Vendor - By Purchase Order | Biomedical | No | 0 | 1 | 150 | 172.5 | OHMEDA | Active | 0 | 0
BP0007 | Diaphragms/ Pumps | 01-0903-0105-002 | A MODULE B Braun Pump | Perfusor Compact | Unit | One Off | Others | Vendor - By Purchase Order | Biomedical | No | 0 | 3 | 712 | 818.8 | B.BRAUN | Active | 0 | 1
BP0001 | Batteries/ UPS | 01-1601-0701-004 | Battery | Sc6000 | Unit | Just In Time | Centralized |  | Biomedical | No | 0 | 1 | 400 | 460 | SIEMENS | Active | 0 | 0
BP0011 | Equipment Specific Parts | 01-0903-0201-009 | TOP 3300 HANDLE MAIN UNIT (T6335602(2)) | Top 3100 | Unit | One Off | Others | Vendor - By Purchase Order | Biomedical | No | 0 | 1 | 76 | 87.4 | TOP | Active | 0 | 0
BP0011 | Equipment Specific Parts | 01-1909-0101-004 | TOP 5100 Power Regulator KWS10-15 | Top 5100 | Unit | Fast Moving Item | Company Site Office |  | Biomedical | No | 1 | 26 | 250 | 287.5 | TOP | Active | 0 | 7
BP0011 | Equipment Specific Parts | 01-1909-0104-002 | TOP 5300 Base WITH HANDLE T6535604 | Top 5300 | Unit | One Off | Others | Vendor - By Purchase Order | Biomedical | No | 0 | 3 | 277 | 318.55 | TOP | Active | 0 | 1
BP0011 | Equipment Specific Parts | 01-1910-0101-003 | Slider Subass | Top 5300 | Unit | One Off | Others | Vendor - By Purchase Order | Biomedical | No | 0 | 15 | 441 | 507.15 | TOP | Active | 0 | 0
BP0011 | Equipment Specific Parts | 01-1909-0201-004 | TOP 5300 Clamp Unit T653-044 | Stc523 | Unit | One Off | Others | Vendor - By Purchase Order | Biomedical | No | 0 | 20 | 190 | 218.5 | TERUMO | Active | 0 | 1
BP0011 | Equipment Specific Parts | 01-1909-0204-006 | Boot Unit | Te-311 | Unit | One Off | Others | Vendor - By Purchase Order | Biomedical | No | 0 | 10 | 122 | 140.3 | TERUMO | Active | 0 | 0
BP0011 | Equipment Specific Parts | 01-1909-0204-007 | Dial Unit | Te-311 | Unit | One Off | Others | Vendor - By Purchase Order | Biomedical | No | 0 | 60 | 110 | 126.5 | TERUMO | Active | 0 | 14
BP0005 | Casing/ Covers/ Brackets/ Latches/ Part Holders | 01-1909-0201-016 | Slider Cover Unit | Stc523 | Unit | One Off | Others | Vendor - By Purchase Order | Biomedical | No | 0 | 10 | 410 | 471.5 | TERUMO | Active | 0 | 0
BP0005 | Casing/ Covers/ Brackets/ Latches/ Part Holders | 01-1909-0204-015 | Sypu Lower Case | Te-311 | Unit | One Off | Others | Vendor - By Purchase Order | Biomedical | No | 0 | 3 | 252 | 289.8 | TERUMO | Active | 0 | 0
BP0011 | Equipment Specific Parts | 01-1909-0302-001 | Universal Clamp Complete | 871504/1 | Unit | One Off | Others | Vendor - By Purchase Order | Biomedical | No | 0 | 10 | 372 | 427.8 | B.BRAUN | Active | 0 | 1
BP0011 | Equipment Specific Parts | 01-1909-0305-002 | Drive Unit Complete | Perfusor Compact S | Unit | One Off | Others | Vendor - By Purchase Order | Biomedical | No | 0 | 3 | 1330 | 1529.5 | B.BRAUN | Active | 0 | 0
BP0022 | Power Supply Unit (PCB or Module)/ Transfomer | 01-1909-0304-005 | Sypu A Module(Battery R/Able Power Pack & Board) | Perfusor Compact | Unit | Just In Time | Centralized |  | Biomedical | No | 1 | 2 | 1500 | 1725 | B.BRAUN | Active | 0 | 0
BP0001 | Batteries/ UPS | 01-1909-0701-001 | Rechargeable Battery | 404 | Unit | One Off | Others | Vendor - By Purchase Order | Biomedical | No | 0 | 2 | 80 | 92 | Akas | Active | 0 | 0
BP0003 | Bulbs/ Lamps | 01-2009-0101-001 | Bulb FML2TEX-N (For Eye Treadment Chair) | Md600u | Unit | Just In Time | Centralized |  | Biomedical | No | 0 | 5 | 75 | 86.25 | OPTION | Active | 0 | 0
BP0023 | PPM/ Service/Maintenance/ Repair Kits | 01-2202-1301-004 | PPM KIT 10K FOR 10.4 GUI | Npb 840 | Unit | Fast Moving Item | Company Site Office |  | Biomedical | No | 1 | 10 | 900 | 1035 | NELLCOR | Active | 0 | 0
BP0004 | Cables/ Lead Wires (or any part of it) | 01-0401-0101-002 | PHYSIO CONTROL LP9B 3 lead Trunk Cable | Lp9b | Unit | Fast Moving Item | Company Site Office |  | Biomedical | No | 1 | 20 | 150 | 172.5 | PHYSIO CONTROL | Active | 0 | 10
BP0011 | Equipment Specific Parts | 01-0401-0101-009 | Recorder Assy | Lp9b | Unit | One Off | Others | Vendor - By Purchase Order | Biomedical | No | 0 | 5 | 3100 | 3565 | PHYSIO CONTROL | Active | 0 | 0
BP0011 | Equipment Specific Parts | 01-0401-0101-003 | PHYSIO CONTROL LP9B Printer Roller Assy 21330-000656 | Lp9b | Unit | One Off | Others | Vendor - By Purchase Order | Biomedical | No | 0 | 10 | 490 | 563.5 | PHYSIO CONTROL | Active | 0 | 2
BP0003 | Bulbs/ Lamps | 01-0306-0203-007 | BULB HITACHI HALOGEN LAMP 12V 20W P/N:705-0840 | H-747 | Unit | Just In Time | Centralized |  | Biomedical | No | 0 | 5 | 80 | 92 | HITACHI | Active | 0 | 3
BP0001 | Batteries/ UPS | 01-0203-1201-001 | BATTERY OMRON 4.8V 1.6 AH | Hem-907 | Unit | Just In Time | Centralized |  | Biomedical | No | 0 | 30 | 120 | 138 | Omron | Active | 0 | 18
BP0003 | Bulbs/ Lamps | 01-2205-0301-001 | Xenon Lamp 300 | 400 (Vip) | Unit | Just In Time | Centralized |  | Biomedical | No | 0 | 10 | 3000 | 3450 | Fujinon | Active | 0 | 0
BP0003 | Bulbs/ Lamps | 01-1505-0301-001 | OL BULB HALOGEN 24V 150W W/O REFLECTOR | Rx 600 | Unit | Fast Moving Item | Company Site Office |  | Biomedical | No | 1 | 50 | 26 | 29.9 | Eschman | Active | 0 | 21
BP0003 | Bulbs/ Lamps | 01-1301-0701-001 | Bulb Halogen 12V 100W Reflector | S4/Opmics | Unit | Just In Time | Centralized |  | Biomedical | No | 0 | 20 | 12 | 13.8 | CARL ZEISS | Active | 0 | 0
BP0003 | Bulbs/ Lamps | 01-1301-0701-003 | Mic Bulb Halogen 12V 100W Reflector | S4/Opmics | Unit | Just In Time | Centralized |  | Biomedical | No | 0 | 20 | 18 | 20.7 | CARL ZEISS | Active | 0 | 0
BP0003 | Bulbs/ Lamps | 01-1301-0702-001 | Mic Lamp Regulation Board | Opmi 6 On S3 | Unit | One Off | Others | Vendor - By Purchase Order | Biomedical | No | 0 | 3 | 350 | 402.5 | CARL ZEISS | Active | 0 | 0
BP0003 | Bulbs/ Lamps | 01-1305-0201-001 | Halogen Bulb 6V 30W(Carl Zies) | Opm1 | Unit | Just In Time | Centralized |  | Biomedical | No | 0 | 8 | 105 | 120.75 | CARL ZEISS | Active | 0 | 2
BP0011 | Equipment Specific Parts | 01-1301-0104-002 | OLYMPUS CH-120V,30WSB | Bx40,50,Ch40,Ch30 | Unit | Fast Moving Item | Company Site Office |  | Biomedical | No | 1 | 7 | 65 | 74.75 | OLYMPUS | Active | 0 | 4
BP0001 | Batteries/ UPS | 01-0401-0101-001 | Battery for physio control Defibrillator LP9B | Lp9b | Unit | Just In Time | Centralized |  | Biomedical | No | 0 | 12 | 450 | 517.5 | PHYSIO CONTROL | Active | 0 | 0
BP0001 | Batteries/ UPS | 01-0401-0104-002 | Life Pack Nicd Battery | Lp12 | Unit | Just In Time | Centralized |  | Biomedical | No | 0 | 4 | 450 | 517.5 | PHYSIO CONTROL | Active | 0 | 0
BP0001 | Batteries/ UPS | 01-0401-0104-003 | Rechargeable Battery | Lp12 | Unit | Just In Time | Centralized |  | Biomedical | No | 0 | 1 | 1100 | 1265 | PHYSIO CONTROL | Active | 0 | 0
BP0024 | Printed Circuit Boards (PCB; Other than Power Supply) | 01-0401-0101-010 | Main Pcb Assembly | Lp9b | Unit | One Off | Others | Vendor - By Purchase Order | Biomedical | No | 0 | 1 | 5500 | 6325 | PHYSIO CONTROL | Active | 0 | 0
BP0001 | Batteries/ UPS | 01-0401-0502-002 | Rechargeable Battery 12V 4.5Ah | Codemaster | Unit | Just In Time | Centralized |  | Biomedical | No | 0 | 2 | 300 | 345 | HEWLETT PACKARD | Active | 0 | 0
BP0001 | Batteries/ UPS | 01-0109-0401-001 | Battery Ups |  | Unit | Just In Time | Centralized |  | Biomedical | No | 0 | 10 | 145 | 166.75 | UNICOM | Active | 0 | 0
BP0007 | Diaphragms/ Pumps | 01-2203-0101-012 | Diaphragm (Silicon) | Iv100b | Unit | Fast Moving Item | Company Site Office |  | Biomedical | No | 1 | 30 | 50 | 57.5 | SECHRIST | Active | 0 | 24
BP0015 | Keyboards/ Keypads/ Remotes | 01-0503-0302-003 | Keyboard Panel | 106 | Unit | One Off | Others | Vendor - By Purchase Order | Biomedical | No | 0 | 5 | 450 | 517.5 | SUZUKEN | Active | 0 | 0
BP0011 | Equipment Specific Parts | 01-0503-0302-007 | Thermal Head | 106 | Unit | One Off | Others | Vendor - By Purchase Order | Biomedical | No | 0 | 10 | 800 | 920 | SUZUKEN | Active | 0 | 0
BP0011 | Equipment Specific Parts | 01-0503-0302-009 | Printer Roller Spool | 106 | Unit | One Off | Others | Vendor - By Purchase Order | Biomedical | No | 0 | 10 | 35 | 40.25 | SUZUKEN | Active | 0 | 0
BP0011 | Equipment Specific Parts | 01-0901-0101-005 | Pb,Inverter | V850 | Unit | One Off | Others | Vendor - By Purchase Order | Biomedical | No | 0 | 1 | 16 | 18.4 | ATOM | Active | 0 | 0
BP0003 | Bulbs/ Lamps | 01-1202-0301-001 | BULB HEINE X.04.88.104 6V BINOCULAR | Oculight Gl | Unit | Fast Moving Item | Company Site Office |  | Biomedical | No | 1 | 5 | 255 | 293.25 | Iris Medical | Active | 0 | 2
BP0011 | Equipment Specific Parts | 01-0803-0101-002 | Infant Humidifier Chamber | Mr600/601/602 | Unit | One Off | Others | Vendor - By Purchase Order | Biomedical | No | 0 | 5 | 860 | 989 | Fisher & Paykel | Active | 0 | 0
BP0011 | Equipment Specific Parts | 01-0803-0102-021 | FISHER & PAYKEL ELECTRICAL ADAPTOR 900MR558 | 900mr558 | Unit | Fast Moving Item | Company Site Office |  | Biomedical | No | 1 | 21 | 360 | 414 | Fisher & Paykel | Active | 0 | 3
BP0014 | Hoses/ Tubings/ Adaptors/ Couplers/ Connectors/ Pipes | 01-0803-0102-002 | FISHER&PAYKEL Hose Heater Wire 900MR751 | Mr700/730 | Unit | Fast Moving Item | Company Site Office |  | Biomedical | No | 1 | 20 | 378 | 434.7 | Fisher & Paykel | Active | 0 | 8
BP0014 | Hoses/ Tubings/ Adaptors/ Couplers/ Connectors/ Pipes | 01-0803-0102-005 | FISHER & PAYKEL HOSE HEATER WIRE ASSY 900MR510 | Mr700/730 | Unit | Fast Moving Item | Company Site Office |  | Biomedical | No | 1 | 20 | 230 | 264.5 | Fisher & Paykel | Active | 0 | 0
BP0004 | Cables/ Lead Wires (or any part of it) | 01-0502-0201-029 | VALLEYLAB Cable Bipolar Active | Sse 2l | Unit | Fast Moving Item | Company Site Office |  | Biomedical | No | 1 | 6 | 450 | 517.5 | VALLEYLAB | Active | 0 | 3
BP0004 | Cables/ Lead Wires (or any part of it) | 01-0502-0201-030 | Cable Bipolar Forceps | Sse 2l | Unit | Fast Moving Item | Company Site Office |  | Biomedical | No | 1 | 5 | 499 | 573.85 | VALLEYLAB | Active | 0 | 0
BP0004 | Cables/ Lead Wires (or any part of it) | 01-0502-0201-039 | VALLEYLAB ESU HANDSEITCHING-SETCH PENCIL E2100 | Sse 2l | Unit | One Off | Others | Vendor - By Purchase Order | Biomedical | No | 0 | 2 | 310 | 356.5 | VALLEYLAB | Active | 0 | 2
BP0025 | Sensors/ Detectors | 01-1603-0501-002 | Finger Probe Spo2 Sensor | Poet TE Plus | Unit | Fast Moving Item | Company Site Office |  | Biomedical | No | 1 | 4 | 580 | 667 | CRITICARE | Active | 0 | 0
BP0001 | Batteries/ UPS | 01-1601-1501-003 | Nicked Rechargeable Battery 16Vdc 2.5Ah | Sc404 | Unit | Just In Time | Centralized |  | Biomedical | No | 0 | 10 | 140 | 161 | Propaq | Active | 0 | 0
BP0005 | Casing/ Covers/ Brackets/ Latches/ Part Holders | 01-1602-0601-003 | Holder Bulb Assy | Biliblanket | Unit | Fast Moving Item | Company Site Office |  | Biomedical | No | 1 | 12 | 260 | 299 | OHMEDA | Active | 0 | 0
BP0004 | Cables/ Lead Wires (or any part of it) | 01-1603-0401-011 | Oxylead Interconnect Cable | 3740 | Unit | Fast Moving Item | Company Site Office |  | Biomedical | No | 1 | 10 | 45.5 | 52.33 | OHMEDA | Active | 0 | 0
BP0025 | Sensors/ Detectors | 01-1603-0801-001 | Spo2 Finger Sensor | S100e | Unit | Fast Moving Item | Company Site Office |  | Biomedical | No | 1 | 10 | 204.5 | 235.18 | SIMED | Active | 0 | 0
BP0025 | Sensors/ Detectors | 01-1601-0402-007 | Spo2 Probe,Neonate,Stater Kit | Accutor Plus | Unit | Fast Moving Item | Company Site Office |  | Biomedical | No | 1 | 4 | 1346 | 1547.9 | Datascope | Active | 0 | 0
BP0014 | Hoses/ Tubings/ Adaptors/ Couplers/ Connectors/ Pipes | 01-1601-0405-001 | Hose Connect, Trio | Trio | Unit | One Off | Others | Vendor - By Purchase Order | Biomedical | No | 0 | 3 | 480 | 552 | Datascope | Active | 0 | 0
BP0006 | Cuffs | 01-1601-0403-005 | Cuff Infant | Passport 2lt Ired | Unit | Fast Moving Item | Company Site Office |  | Biomedical | No | 1 | 50 | 15 | 17.25 | Datascope | Active | 0 | 25
BP0011 | Equipment Specific Parts | 01-0503-0102-006 | NIHON KOHDEN Paper Shaft AAA-20473 (20013) | 6851k | Unit | One Off | Others | Vendor - By Purchase Order | Biomedical | No | 0 | 4 | 50 | 57.5 | Nihon Kohden | Active | 0 | 3
BP0011 | Equipment Specific Parts | 01-0503-0102-016 | NIHON KOHDEN 6851K Strap 38cm | 6851k | Unit | One Off | Others | Vendor - By Purchase Order | Biomedical | No | 0 | 11 | 3.6 | 4.14 | Nihon Kohden | Active | 0 | 10
BP0005 | Casing/ Covers/ Brackets/ Latches/ Part Holders | 01-0601-0201-003 | Cover For Battery | HS-100 | Unit | One Off | Others | Vendor - By Purchase Order | Biomedical | No | 0 | 5 | 175 | 201.25 | HUNTLEIGH | Active | 0 | 1
BP0025 | Sensors/ Detectors | 01-1603-0603-002 | NOVAMETRIX SPO2 FINGER SENSOR Y | 515c | Unit | Fast Moving Item | Company Site Office |  | Biomedical | No | 1 | 23 | 620 | 713 | NOVAMETRIX | Active | 0 | 3
BP0025 | Sensors/ Detectors | 01-1603-0603-003 | Spo2 Finger Sensor, 8744 | 515c | Unit | Fast Moving Item | Company Site Office |  | Biomedical | No | 1 | 20 | 10 | 11.5 | NOVAMETRIX | Active | 0 | 0
BP0025 | Sensors/ Detectors | 01-1603-0601-002 | Reusable Oxysnap Finger Sensor | Cosmo 7100 | Unit | Fast Moving Item | Company Site Office |  | Biomedical | No | 1 | 10 | 1520.3 | 1748.35 | NOVAMETRIX | Active | 0 | 0
BP0025 | Sensors/ Detectors | 01-1601-0101-001 | Spo2 Adult Finger Tranducer | 78834 | Unit | Fast Moving Item | Company Site Office |  | Biomedical | No | 1 | 10 | 350 | 402.5 | Hewlett Packard | Active | 0 | 3
BP0025 | Sensors/ Detectors | 01-1601-0105-002 | Pead Spo 2 Sensor | Virdia Series 50a | Unit | Fast Moving Item | Company Site Office |  | Biomedical | No | 1 | 2 | 450 | 517.5 | Hewlett Packard | Active | 0 | 0
BP0025 | Sensors/ Detectors | 01-1601-0106-001 | SPO2 Finger Sensor Adult | M2601a | Unit | Fast Moving Item | Company Site Office |  | Biomedical | No | 1 | 5 | 900 | 1035 | Hewlett Packard | Active | 0 | 0
BP0001 | Batteries/ UPS | 01-1609-0301-001 | Rechargeable Battery 12V 1.2Ah | 6201 | Unit | Just In Time | Centralized |  | Biomedical | No | 0 | 10 | 80 | 92 | BAXTER | Active | 0 | 0
BP0005 | Casing/ Covers/ Brackets/ Latches/ Part Holders | 01-1909-0101-002 | Upper Casing,Clamp&Sheet | 5100 | Unit | One Off | Others | Vendor - By Purchase Order | Biomedical | No | 0 | 1 | 671 | 771.65 | TOP | Active | 0 | 0
BP0022 | Power Supply Unit (PCB or Module)/ Transfomer | 01-1909-0101-003 | Power Supply Regulator | 5100 | Unit | Fast Moving Item | Company Site Office |  | Biomedical | No | 1 | 15 | 250 | 287.5 | TOP | Active | 0 | 0
BP0002 | Blankets/ Mattresses | 01-1810-0101-002 | RIPPLE MATTRESS INDIVIDUAL CELL | Alphabed | Unit | Fast Moving Item | Company Site Office |  | Biomedical | No | 1 | 30 | 560 | 644 | HUNTLEIGH | Active | 0 | 0
BP0007 | Diaphragms/ Pumps | 01-1803-0101-003 | Diapharm | Alphabed | Unit | Fast Moving Item | Company Site Office |  | Biomedical | No | 1 | 100 | 205 | 235.75 | HUNTLEIGH | Active | 0 | 14
BP0011 | Equipment Specific Parts | 01-1803-0101-004 | Silencer Bag Assy | Alphabed | Unit | One Off | Others | Vendor - By Purchase Order | Biomedical | No | 0 | 100 | 75 | 86.25 | HUNTLEIGH | Active | 0 | 7
BP0023 | PPM/ Service/Maintenance/ Repair Kits | 01-2202-1901-001 | 5K PREVENTIVE MAINTENANCE KIT,VELA | Avea | Unit | Fast Moving Item | Company Site Office |  | Biomedical | No | 1 | 6 | 1305 | 1500.75 | Viasys Vela | Active | 0 | 0
BP0025 | Sensors/ Detectors | 01-1603-1604-001 | Finger Probe Adult 1.5Ft/Adult Reuble Oximeter Sensor | 2100 | Unit | Fast Moving Item | Company Site Office |  | Biomedical | No | 1 | 5 | 600 | 690 | DOLPHIN | Active | 0 | 0
BP0004 | Cables/ Lead Wires (or any part of it) | 01-1603-1604-002 | Extension Cable 8Ft(2.4M) | 2100 | Unit | Fast Moving Item | Company Site Office |  | Biomedical | No | 1 | 5 | 570 | 655.5 | DOLPHIN | Active | 0 | 0
BP0001 | Batteries/ UPS | 01-1603-2101-001 | Rechargeable Battery | Paspot Sl | Unit | Just In Time | Centralized |  | Biomedical | No | 0 | 5 | 260 | 299 | DATASCOPE | Active | 0 | 0
BP0001 | Batteries/ UPS | 01-0203-0601-002 | Battery | Accutor Plus | Unit | Just In Time | Centralized |  | Biomedical | No | 0 | 10 | 300 | 345 | DATASCOPE | Active | 0 | 0
BP0004 | Cables/ Lead Wires (or any part of it) | 01-1604-1601-001 | PHILIPS Spo2 Sensor Adapter Cable M1940A | M1205a | Unit | One Off | Others | Vendor - By Purchase Order | Biomedical | No | 0 | 5 | 328 | 377.2 | VIRDIA | Active | 0 | 2
BP0001 | Batteries/ UPS | 01-1609-0102-001 | Rechargeable Battery 6V 12Ah | Pc 2tx | Unit | Just In Time | Centralized |  | Biomedical | No | 0 | 40 | 80 | 92 | GRASEBY | Active | 0 | 12
BP0003 | Bulbs/ Lamps | 01-1620-0100-001 | PHOTHOTHERAPY LAMP BULB ULTRAVIOLET UV-AL 100W/13 | Spectra 311/350 | Unit | Fast Moving Item | Company Site Office |  | Biomedical | No | 1 | 100 | 290 | 333.5 | Daavlin | Active | 0 | 0
BP0003 | Bulbs/ Lamps | 01-1620-0100-002 | PHOTHOTHERAPY LAMP BULB ULTRAVIOLET UV-B TL 100W/12 | Spectra 311/350 | Unit | Fast Moving Item | Company Site Office |  | Biomedical | No | 1 | 70 | 350 | 402.5 | Daavlin | Active | 0 | 0
BP0026 | Solenoids/ Valves/ Gauges | 01-1803-0102-001 | RP VALVE BODY ASSEMBLY | Alphabed Plus | Unit | One Off | Others | Vendor - By Purchase Order | Biomedical | No | 0 | 2 | 80 | 92 | HUNTLEIGH | Active | 0 | 0
BP0005 | Casing/ Covers/ Brackets/ Latches/ Part Holders | 01-1803-1201-001 | Handle Bracket Set | 1010 | Unit | One Off | Others | Vendor - By Purchase Order | Biomedical | No | 0 | 10 | 175 | 201.25 | AEROCARE | Active | 0 | 0
BP0011 | Equipment Specific Parts | 01-1803-1201-002 | Compressor | 1010 | Unit | One Off | Others | Vendor - By Purchase Order | Biomedical | No | 0 | 2 | 600 | 690 | AEROCARE | Active | 0 | 0
BP0011 | Equipment Specific Parts | 01-1803-1401-001 | Air Reservoir | App 2000 | Unit | One Off | Others | Vendor - By Purchase Order | Biomedical | No | 0 | 10 | 55 | 63.25 | Bantex | Active | 0 | 0
BP0007 | Diaphragms/ Pumps | 01-1803-1401-002 | Pumping Set | App 2000 | Unit | One Off | Others | Vendor - By Purchase Order | Biomedical | No | 0 | 10 | 63.6 | 73.14 | Bantex | Active | 0 | 0
BP0013 | Heater Elements | 01-1806-0101-001 | Element Heating | Chamion | Unit | Fast Moving Item | Company Site Office |  | Biomedical | No | 1 | 10 | 340 | 391 | Haraeus | Active | 0 | 1
BP0011 | Equipment Specific Parts | 01-1902-0202-001 | Sl 6V 20W Toeimeter | Lm770 | Unit | Fast Moving Item | Company Site Office |  | Biomedical | No | 1 | 10 | 288 | 331.2 | NIDEK | Active | 0 | 0
BP0003 | Bulbs/ Lamps | 01-1902-0401-001 | Bulb 12 V 30 W | Ns-Iv | Unit | Fast Moving Item | Company Site Office |  | Biomedical | No | 1 | 8 | 24 | 27.6 | Nikon | Active | 0 | 5
BP0004 | Cables/ Lead Wires (or any part of it) | 01-1603-0901-002 | Patient Extension Cable 8' | 2000 | Unit | Fast Moving Item | Company Site Office |  | Biomedical | No | 1 | 15 | 580 | 667 | IVY | Active | 0 | 4
BP0024 | Printed Circuit Boards (PCB; Other than Power Supply) | 01-1302-0101-002 | Pcb,Display | Myomed 432 | Unit | One Off | Others | Vendor - By Purchase Order | Biomedical | No | 0 | 1 | 100 | 115 | JH-ENRAF | Active | 0 | 0
BP0024 | Printed Circuit Boards (PCB; Other than Power Supply) | 01-1302-0101-003 | Pcb,Main | Myomed 432 | Unit | One Off | Others | Vendor - By Purchase Order | Biomedical | No | 0 | 1 | 38 | 43.7 | JH-ENRAF | Active | 0 | 0
BP0011 | Equipment Specific Parts | 01-1401-0102-001 | PARI Automizer Upper Section | Inhalierboy | Unit | One Off | Others | Vendor - By Purchase Order | Biomedical | No | 0 | 4 | 180 | 207 | PARI | Active | 0 | 1
BP0011 | Equipment Specific Parts | 01-1401-0102-003 | Nozzle Complete | Inhalierboy | Unit | One Off | Others | Vendor - By Purchase Order | Biomedical | No | 0 | 4 | 280 | 322 | PARI | Active | 0 | 0
BP0006 | Cuffs | 01-0203-0501-005 | Cuff Single Tube Child | Common | Unit | Fast Moving Item | Company Site Office |  | Biomedical | No | 1 | 150 | 30 | 34.5 | Common | Active | 0 | 12
BP0026 | Solenoids/ Valves/ Gauges | 01-0804-0101-001 | Terumo Vacuum Valve | Acs152 | Unit | One Off | Others | Vendor - By Purchase Order | Biomedical | No | 0 | 1 | 1090 | 1253.5 | TERUMO | Active | 0 | 0
BP0027 | Switchs/ Knobs/Buttons | 01-0203-0301-010 | Sheet Switch COLIN BP8800 | Bp8800 | Unit | One Off | Others | Vendor - By Purchase Order | Biomedical | No | 0 | 30 | 450 | 517.5 | COLIN | Active | 0 | 5
BP0001 | Batteries/ UPS | 01-2400-0101-001 | Battery 7.2V | Adaptor | Unit | Just In Time | Centralized |  | Biomedical | No | 0 | 5 | 80 | 92 | Seca | Active | 0 | 0
BP0001 | Batteries/ UPS | 01-0903-0104-010 | IP BATTERY 34508210 | Common | Unit | Just In Time | Centralized |  | Biomedical | No | 0 | 7 | 80 | 92 | Common | Active | 0 | 0
BP0003 | Bulbs/ Lamps | 01-1504-0101-004 | BULB KEELER OPTHALMOSCOPE BULB 2.8V | Common | Unit | Fast Moving Item | Company Site Office |  | Biomedical | No | 1 | 13 | 105 | 120.75 | Common | Active | 0 | 5
BP0014 | Hoses/ Tubings/ Adaptors/ Couplers/ Connectors/ Pipes | 01-0903-0202-004 | Tube Pressure C/W Rubber | Common | Unit | Fast Moving Item | Company Site Office |  | Biomedical | No | 1 | 20 | 145 | 166.75 | Common | Active | 0 | 12
BP0001 | Batteries/ UPS | 01-0203-0902-003 | Battery 6V | Pm 600 | Unit | Just In Time | Centralized |  | Biomedical | No | 0 | 1 | 80 | 92 | Mindray | Active | 0 | 0
BP0001 | Batteries/ UPS | 01-0203-0902-006 | BATTERY MINDRAY PM600 LC-R061R3P | Pm 600 | Unit | Just In Time | Centralized |  | Biomedical | No | 0 | 60 | 75 | 86.25 | Mindray | Active | 0 | 14
BP0005 | Casing/ Covers/ Brackets/ Latches/ Part Holders | 01-0303-0301-001 | Case Bottom | M13151a | Unit | One Off | Others | Vendor - By Purchase Order | Biomedical | No | 0 | 3 | 328 | 377.2 | AGILENT | Active | 0 | 0
BP0028 | Transducers/ Probes | 01-0306-0203-002 | Probe Aga | 747 | Unit | One Off | Others | Vendor - By Purchase Order | Biomedical | No | 0 | 1 | 2132 | 2451.8 | HITACHI | Active | 0 | 0
BP0022 | Power Supply Unit (PCB or Module)/ Transfomer | 01-0401-0101-006 | Power Convertion Board | Lp9b | Unit | One Off | Others | Vendor - By Purchase Order | Biomedical | No | 0 | 1 | 5500 | 6325 | PHYSIO CONTROL | Active | 0 | 0
BP0001 | Batteries/ UPS | 01-0401-0402-001 | Rechargeable Battery | Cardio Hid | Unit | Just In Time | Centralized |  | Biomedical | No | 0 | 1 | 1100 | 1265 | S&W/Innomed | Active | 0 | 0
BP0011 | Equipment Specific Parts | 01-2203-0101-003 | Manometer With Pointer | Iv100b | Unit | One Off | Others | Vendor - By Purchase Order | Biomedical | No | 0 | 2 | 498.5 | 573.28 | Sechrist | Active | 0 | 0
BP0023 | PPM/ Service/Maintenance/ Repair Kits | 01-0101-0101-001 | Ppm Kit | Elite 615 | Unit | Fast Moving Item | Company Site Office |  | Biomedical | No | 1 | 10 | 2850 | 3277.5 | ULCO | Active | 0 | 0
BP0028 | Transducers/ Probes | 01-0101-0101-034 | O2 STAINLESS STEEL OXY PROBE REMOTE O2 | Elite 615 | Unit | One Off | Others | Vendor - By Purchase Order | Biomedical | No | 0 | 50 | 65 | 74.75 | ULCO | Active | 0 | 10
BP0010 | Electronic Components | 01-0401-0502-006 | Patient Relay | Codemaster | Unit | Just In Time | Centralized |  | Biomedical | No | 0 | 3 | 300 | 345 | HEWLETT PACKARD | Active | 0 | 0
BP0024 | Printed Circuit Boards (PCB; Other than Power Supply) | 01-0503-0302-013 | Mother Board Unit | 106 | Unit | One Off | Others | Vendor - By Purchase Order | Biomedical | No | 0 | 10 | 38 | 43.7 | SUZUKEN | Active | 0 | 0
BP0001 | Batteries/ UPS | 01-0503-0801-001 | Battery 9.6V 1100mAH w/out connector | Fx2111 | Unit | Just In Time | Centralized |  | Biomedical | No | 0 | 10 | 80 | 92 | Fukuda | Active | 0 | 0
BP0001 | Batteries/ UPS | 01-0609-0000-001 | Battery for Entral feeding | Kangaroo 924 | Unit | Just In Time | Centralized |  | Biomedical | No | 0 | 60 | 80 | 92 | KANGAROO | Active | 0 | 8
BP0010 | Electronic Components | 01-0802-0101-025 | Relay Solid State | Sps450/550 | Unit | One Off | Others | Vendor - By Purchase Order | Biomedical | No | 0 | 4 | 40 | 46 | BAXTER | Active | 0 | 0
BP0004 | Cables/ Lead Wires (or any part of it) | 01-0802-0101-038 | Patient Cable | Sps450/550 | Unit | One Off | Others | Vendor - By Purchase Order | Biomedical | No | 0 | 4 | 276.1 | 317.52 | BAXTER | Active | 0 | 0
BP0005 | Casing/ Covers/ Brackets/ Latches/ Part Holders | 01-1601-0402-005 | DATASCOPE BEZEL FRONT HIGHT ASSEMBLY 0380-00-0359-04 | Accutor Plus | Unit | One Off | Others | Vendor - By Purchase Order | Biomedical | No | 0 | 3 | 388 | 446.2 | Datascope | Active | 0 | 0
BP0004 | Cables/ Lead Wires (or any part of it) | 01-1601-0301-007 | Spo2 Adaptor Cable | Athena Nt+ | Unit | Fast Moving Item | Company Site Office |  | Biomedical | No | 1 | 6 | 1800 | 2070 | S&W | Active | 0 | 0
BP0012 | Filters | 01-1907-0201-007 | AMEDA, 7 Shut Off Filter | Com 80221 | Unit | Just In Time | Centralized |  | Biomedical | No | 0 | 59 | 7 | 8.05 | AMEDA, Egnell | Active | 0 | 45
BP0004 | Cables/ Lead Wires (or any part of it) | 01-1603-0601-003 | Extension Cable | Cosmo 7100 | Unit | Fast Moving Item | Company Site Office |  | Biomedical | No | 1 | 10 | 670 | 770.5 | NOVAMETRIX | Active | 0 | 0
BP0004 | Cables/ Lead Wires (or any part of it) | 01-1603-0602-003 | Connector Cable (Db-9/Oxysnap) | Cosmo 7100 | Unit | Fast Moving Item | Company Site Office |  | Biomedical | No | 1 | 15 | 350 | 402.5 | NOVAMETRIX | Active | 0 | 0
BP0023 | PPM/ Service/Maintenance/ Repair Kits | 01-2203-0101-006 | SECHRIST Ppm Service Kit | Iv100b | Unit | Fast Moving Item | Company Site Office |  | Biomedical | No | 1 | 10 | 10 | 11.5 | SECHRIST | Active | 0 | 1
BP0017 | Membranes | 01-0903-0205-001 | Membrane Sheet | Top 5200 | Unit | Fast Moving Item | Company Site Office |  | Biomedical | No | 1 | 20 | 70 | 80.5 | TOP | Active | 0 | 0
BP0003 | Bulbs/ Lamps | 01-1301-0201-001 | Bulb OSRAM 5001BA15s 6V 10W | Leitz | Unit | Fast Moving Item | Company Site Office |  | Biomedical | No | 1 | 10 | 24 | 27.6 | LEITZ | Active | 0 | 7
BP0003 | Bulbs/ Lamps | 01-1505-0201-001 | Bulb 24V 40W | Ha58s | Unit | Just In Time | Centralized |  | Biomedical | No | 0 | 20 | 77 | 88.55 | DAI-ICHE | Active | 0 | 0
BP0003 | Bulbs/ Lamps | 01-1505-0701-001 | Bulb Halogen 50W 24V | Ax 4 | Unit | Fast Moving Item | Company Site Office |  | Biomedical | No | 1 | 15 | 18 | 20.7 | ANGENIEUX/OSRAM | Active | 0 | 0
BP0003 | Bulbs/ Lamps | 01-1505-0303-001 | Bulb 24v 100w | X10df Duo V Fs | Unit | Fast Moving Item | Company Site Office |  | Biomedical | No | 1 | 20 | 50 | 57.5 | Angineuze | Active | 0 | 0
BP0011 | Equipment Specific Parts | 01-1601-0103-009 | Ic | 78353a | Unit | Just In Time | Centralized |  | Biomedical | No | 0 | 10 | 182 | 209.3 | HEWLETT PACKARD | Active | 0 | 1
BP0011 | Equipment Specific Parts | 01-0901-0303-018 | AIR SHIELD Grommet Access | C300 | Unit | One Off | Others | Vendor - By Purchase Order | Biomedical | No | 0 | 7 | 120 | 138 | Air Shields | Active | 0 | 7
BP0011 | Equipment Specific Parts | 01-0901-0304-009 | AIR SHIELD Iris Sleeve (Pack Of 4) | C400 & 450 | Unit | One Off | Others | Vendor - By Purchase Order | Biomedical | No | 0 | 106 | 18 | 20.7 | Air Shields | Active | 0 | 18
BP0011 | Equipment Specific Parts | 01-1303-0101-001 | Htc Protection Sheild For Hps 101 | Chemopharm | Unit | One Off | Others | Vendor - By Purchase Order | Biomedical | No | 0 | 1 | 18 | 20.7 | Chemopharm | Active | 0 | 0
BP0027 | Switchs/ Knobs/Buttons | 01-1303-0101-002 | MEDELA DOUBLE ROCKER SWITCH MADELA | Chemopharm | Unit | One Off | Others | Vendor - By Purchase Order | Biomedical | No | 0 | 1 | 70 | 80.5 | Chemopharm | Active | 0 | 1
BP0016 | Mechanical Components | 01-1303-0202-001 | MEDELA SQUARE NUT MADELA | Mls 1200 | Unit | One Off | Others | Vendor - By Purchase Order | Biomedical | No | 0 | 2 | 18 | 20.7 | Milestone | Active | 0 | 1
BP0020 | Paddles/ Wheels/ Castors/Brakes | 01-1402-0301-001 | CASTOR WHEEL WITH SCREW HEAD 2 | Bp8000c | Unit | One Off | Others | Vendor - By Purchase Order | Biomedical | No | 0 | 50 | 3.5 | 4.03 | Press Mate | Active | 0 | 0
BP0028 | Transducers/ Probes | 01-0303-0201-003 | CARDIOTOCOGRAPH 1.5Mhz Ultrasound Transducer (Yellow) | Sonicaid | Unit | Just In Time | Centralized |  | Biomedical | No | 0 | 5 | 2398 | 2757.7 | Oxford Instrument | Active | 0 | 2